## Asset_Inventory
Client_Name | Site_Name | Building | (spare) | Asset_Code | Asset_Type | Client_Description_unique | #Pieces | Property_Value | Property_Code | Technical_Size_Unit | Construction_Year | Actual_Condition | Required_Condition | Size_Percentage | Priority
Demo | Beringen_SVM Beringen_Blok A | B001 |  | 6.5.11.00 | Fire Detection Central | Fire Detection Central | 1 | 4 | Amount | # of Zones | 2016
Demo | Beringen_SVM Beringen_Blok A | B001 |  | 5.7.70.90 | Fire Damper | Fire Damper | 10 | 1 | Number | pcs | 2016
Demo | Beringen_SVM Beringen_Blok A | B001 |  | 5.6.10.10 | Circulation Pump Heating | Circulation Pump Heating | 2 | 42 | Diameter | mm | 2015
Demo | Beringen_SVM Beringen_Blok A | B001 |  | 5.6.10.10 | Circulation Pump Heating | Circulation Pump Heating | 2 | 48 | Diameter | mm | 2016
Demo | Beringen_SVM Beringen_Blok A | B001 |  | 5.6.10.10 | Circulation Pump Heating | Circulation Pump Heating | 4 | 34 | Diameter | mm | 2015
Demo | Beringen_SVM Beringen_Blok A | B001 |  | 5.1.21.01 | Wallmounted Condensating Gas Boiler | Wallmounted Condensating Gas Boiler | 2 | 100 | Power | kW | 2016
Demo | Beringen_SVM Beringen_Blok A | B001 |  | 5.7.31.10 | Roof Extraction Unit | Roof Extraction Unit | 2 | 1500 | Flow rate | m3/h | 2016
Demo | Beringen_SVM Beringen_Blok A | B001 |  | 5.7.31.10 | Roof Extraction Unit | Roof Extraction Unit | 8 | 1500 | Flow rate | m3/h | 2016
Demo | Beringen_SVM Beringen_Blok A | B001 |  | 6.3.24.00 | Decentralised Emergency Lighting | Decentralised Emergency Lighting | 20 | 1 | Number | pcs | 2016
Demo | Beringen_SVM Beringen_Blok A | B001 |  | 5.3.21.00 | Electric Water Heater | Electric Water Heater | 2 | 10 | Content | L | 2016
Demo | Beringen_SVM Beringen_Blok A | B001 |  | 5.3.21.00 | Electric Water Heater | Electric Water Heater | 2 | 10 | Content | L | 2016
Demo | Beringen_SVM Beringen_Blok A | B001 |  | 5.6.10.01 | Expansion Vessel with compressor Heating | Expansion Vessel with compressor Heating | 1 | 800 | Content | L | 2016
Demo | Beringen_SVM Beringen_Blok A | B001 |  | 5.7.31.00 | Extraction Unit | Extraction Unit | 1 | 11500 | Flow rate | m3/h | 2015
Demo | Beringen_SVM Beringen_Blok A | B001 |  | 5.8.11.20 | Frequency Controller | Frequency Controller | 2 | 7 | Power | kW | 2015
Demo | Beringen_SVM Beringen_Blok A | B001 |  | 5.8.11.20 | Frequency Controller | Frequency Controller | 4 | 4 | Power | W | 2015
Demo | Beringen_SVM Beringen_Blok A | B001 |  | 6.5.35.00 | Gas Detection (CH4) | Gas Detection (CH4) | 1 | 2 | Amount | # of detectors | 2017
Demo | Beringen_SVM Beringen_Blok A | B001 |  | 6.5.35.00 | Gas Detection (CH4) | Gas Detection (CH4) | 3 | 3 | Amount | # of detectors | 2017
Demo | Beringen_SVM Beringen_Blok A | B001 |  | 5.6.10.00 | Closed Expansion Vessel Heating | Closed Expansion Vessel Heating | 1 | 110 | Content | L | 2016
Demo | Beringen_SVM Beringen_Blok A | B001 |  | 5.6.10.00 | Closed Expansion Vessel Heating | Closed Expansion Vessel Heating | 2 | 4 | Content | L | 2015
Demo | Beringen_SVM Beringen_Blok A | B001 |  | 5.7.21.10 | Duct Fan | Duct Fan | 1 | 1 | Number | pcs | 2015
Demo | Beringen_SVM Beringen_Blok A | B001 |  | 5.7.71.01 | Air Handling Unit (Coarse + Fine Filter/ 100% fresh Air) | Air Handling Unit (Coarse + Fine Filter/ 100% fresh Air) | 1 | 6300 | Flow rate | m3/h | 2015
Demo | Beringen_SVM Beringen_Blok A | B001 |  | 5.7.71.01 | Air Handling Unit (Coarse + Fine Filter/ 100% fresh Air) | Air Handling Unit (Coarse + Fine Filter/ 100% fresh Air) | 1 | 11500 | Flow rate | m3/h | 2015
Demo | Beringen_SVM Beringen_Blok A | B001 |  | 5.7.71.01 | Air Handling Unit (Coarse + Fine Filter/ 100% fresh Air) | Air Handling Unit (Coarse + Fine Filter/ 100% fresh Air) | 2 | 6300 | Flow rate | m3/h | 2015
Demo | Beringen_SVM Beringen_Blok A | B001 |  | 5.7.71.01 | Air Handling Unit (Coarse + Fine Filter/ 100% fresh Air) | Air Handling Unit (Coarse + Fine Filter/ 100% fresh Air) | 9 | 6300 | Flow rate | m3/h | 2015
Demo | Beringen_SVM Beringen_Blok A | B001 |  | 5.7.11.10 | Smoke Hatches - Smoke and Heat Extraction System | Smoke Hatches - Smoke and Heat Extraction System | 1 | 1 | Number | pcs | 2015
Demo | Beringen_SVM Beringen_Blok A | B001 |  | 5.7.70.20 | VAV | VAV | 1 | 2500 | Flow rate | m3/h | 2015
Demo | Beringen_SVM Beringen_Blok A | B001 |  | 6.1.51.10 | Distribution Board | Distribution Board | 1 | 102 | Amount | # of distributions | 2016
Demo | Beringen_SVM Beringen_Blok A | B001 |  | 6.1.51.10 | Distribution Board | Distribution Board | 1 | 40 | Amount | # of distributions | 2016
Demo | Beringen_SVM Beringen_Blok B | B002 |  | 6.5.11.00 | Fire Detection Central | Fire Detection Central | 1 | 4 | Amount | # of Zones | 2016
Demo | Beringen_SVM Beringen_Blok B | B002 |  | 5.7.70.90 | Fire Damper | Fire Damper | 10 | 1 | Number | pcs | 2016
Demo | Beringen_SVM Beringen_Blok B | B002 |  | 5.6.10.10 | Circulation Pump Heating | Circulation Pump Heating | 2 | 48 | Diameter | mm | 2016
Demo | Beringen_SVM Beringen_Blok B | B002 |  | 5.6.10.10 | Circulation Pump Heating | Circulation Pump Heating | 3 | 34 | Diameter | mm | 2015
Demo | Beringen_SVM Beringen_Blok B | B002 |  | 5.6.10.10 | Circulation Pump Heating | Circulation Pump Heating | 3 | 42 | Diameter | mm | 2015
Demo | Beringen_SVM Beringen_Blok B | B002 |  | 5.1.21.01 | Wallmounted Condensating Gas Boiler | Wallmounted Condensating Gas Boiler | 3 | 100 | Power | kW | 2016
Demo | Beringen_SVM Beringen_Blok B | B002 |  | 5.7.31.10 | Roof Extraction Unit | Roof Extraction Unit | 1 | 1500 | Flow rate | m3/h | 2016
Demo | Beringen_SVM Beringen_Blok B | B002 |  | 6.3.24.00 | Decentralised Emergency Lighting | Decentralised Emergency Lighting | 20 | 1 | Number | pcs | 2016
Demo | Beringen_SVM Beringen_Blok B | B002 |  | 5.3.21.00 | Electric Water Heater | Electric Water Heater | 1 | 10 | Content | L | 2016
Demo | Beringen_SVM Beringen_Blok B | B002 |  | 5.3.21.00 | Electric Water Heater | Electric Water Heater | 1 | 10 | Content | L | 2016
Demo | Beringen_SVM Beringen_Blok B | B002 |  | 5.7.31.00 | Extraction Unit | Extraction Unit | 1 | 5000 | Flow rate | m3/h | 2015
Demo | Beringen_SVM Beringen_Blok B | B002 |  | 5.7.31.00 | Extraction Unit | Extraction Unit | 1 | 11500 | Flow rate | m3/h | 2015
Demo | Beringen_SVM Beringen_Blok B | B002 |  | 5.8.11.20 | Frequency Controller | Frequency Controller | 2 | 7 | Power | W | 2016
Demo | Beringen_SVM Beringen_Blok B | B002 |  | 5.8.11.20 | Frequency Controller | Frequency Controller | 4 | 4 | Power | W | 2015
Demo | Beringen_SVM Beringen_Blok B | B002 |  | 6.5.35.00 | Gas Detection (CH4) | Gas Detection (CH4) | 1 | 1 | Amount | # of detectors | 2017
Demo | Beringen_SVM Beringen_Blok B | B002 |  | 6.5.35.00 | Gas Detection (CH4) | Gas Detection (CH4) | 3 | 1 | Amount | # of detectors | 2017
Demo | Beringen_SVM Beringen_Blok B | B002 |  | 5.6.10.00 | Closed Expansion Vessel Heating | Closed Expansion Vessel Heating | 1 | 18 | Content | L | 2016
Demo | Beringen_SVM Beringen_Blok B | B002 |  | 5.6.10.00 | Closed Expansion Vessel Heating | Closed Expansion Vessel Heating | 1 | 200 | Content | L | 2019
Demo | Beringen_SVM Beringen_Blok B | B002 |  | 5.6.10.00 | Closed Expansion Vessel Heating | Closed Expansion Vessel Heating | 3 | 4 | Content | L | 2015
Demo | Beringen_SVM Beringen_Blok B | B002 |  | 5.3.14.10 | Hydrophore pump | Hydrophore pump | 1 | 1 | Diameter | mm | 2016
Demo | Beringen_SVM Beringen_Blok B | B002 |  | 6.1.11.00 | No-Break (UPS) | No-Break (UPS) | 1 | 100 | Power | kVA | 2016
Demo | Beringen_SVM Beringen_Blok B | B002 |  | 5.1.30.10 | Plate Heat Exchanger Heating | Plate Heat Exchanger Heating | 1 | 19 | Power | kW | 2015
Demo | Beringen_SVM Beringen_Blok B | B002 |  | 5.7.71.13 | Air Handling Unit (1 battery/Coarse + Fine Filter/ Heat Recuperation) | Air Handling Unit (1 battery/Coarse + Fine Filter/ Heat Recuperation) | 1 | 500 | Flow rate | m3/h | 2015
Demo | Beringen_SVM Beringen_Blok B | B002 |  | 5.7.71.13 | Air Handling Unit (1 battery/Coarse + Fine Filter/ Heat Recuperation) | Air Handling Unit (1 battery/Coarse + Fine Filter/ Heat Recuperation) | 1 | 11500 | Flow rate | m3/h | 2015
Demo | Beringen_SVM Beringen_Blok B | B002 |  | 5.7.11.10 | Smoke Hatches - Smoke and Heat Extraction System | Smoke Hatches - Smoke and Heat Extraction System | 2 | 1 | Number | pcs | 2015
Demo | Beringen_SVM Beringen_Blok B | B002 |  | 5.7.70.20 | VAV | VAV | 1 | 2500 | Flow rate | m3/h | 2016
Demo | Beringen_SVM Beringen_Blok B | B002 |  | 6.1.51.10 | Distribution Board | Distribution Board | 1 | 7 | Amount | # of distributions | 2016
Demo | Beringen_SVM Beringen_Blok B | B002 |  | 6.1.51.10 | Distribution Board | Distribution Board | 1 | 36 | Amount | # of distributions | 2016
Demo | Beringen_SVM Beringen_Blok B | B002 |  | 6.1.51.10 | Distribution Board | Distribution Board | 1 | 36 | Amount | # of distributions | 2016
Demo | Beringen_SVM Beringen_Blok B | B002 |  | 6.1.51.10 | Distribution Board | Distribution Board | 1 | 51 | Amount | # of distributions | 2016
Demo | Beringen_SVM Beringen_Blok B | B002 |  | 6.1.51.10 | Distribution Board | Distribution Board | 1 | 26 | Amount | # of distributions | 2016
Demo | Beringen_SVM Beringen_Blok B | B002 |  | 6.1.51.10 | Distribution Board | Distribution Board | 1 | 11 | Amount | # of distributions | 2016
Demo | Beringen_SVM Beringen_Blok B | B002 |  | 5.5.12.02 | Heat Pump Air-Air (Internal&External Unit) | Heat Pump Air-Air (Internal&External Unit) | 1 | 4 | Power | kW | 2017
Demo | Beringen_SVM Beringen_Blok B | B002 |  | 5.5.12.02 | Heat Pump Air-Air (Internal&External Unit) | Heat Pump Air-Air (Internal&External Unit) | 1 | 4 | Power | kW | 2016
Demo | Beringen_SVM Beringen_Blok B | B002 |  | 5.5.12.02 | Heat Pump Air-Air (Internal&External Unit) | Heat Pump Air-Air (Internal&External Unit) | 1 | 8 | Power | kW | 2017
Demo | Beringen_SVM Beringen_Blok B | B002 |  | 5.5.12.02 | Heat Pump Air-Air (Internal&External Unit) | Heat Pump Air-Air (Internal&External Unit) | 2 | 8 | Power | kW | 2017
Demo | SVM Beringen_OTHS1 | B003 |  | 6.1.51.00 | Main Distribution Board | Main Distribution Board | 1 | 17 | Amount | # of distributions | 2015
Demo | SVM Beringen_OTHS1 | B003 |  | 6.5.11.00 | Fire Detection Central | Fire Detection Central | 1 | 4 | Amount | # of Zones | 2016
Demo | SVM Beringen_OTHS1 | B003 |  | 6.5.11.00 | Fire Detection Central | Fire Detection Central | 1 | 4 | Amount | # of Zones | 2016
Demo | SVM Beringen_OTHS1 | B003 |  | 6.5.11.00 | Fire Detection Central | Fire Detection Central | 1 | 4 | Amount | # of Zones | 2016
Demo | SVM Beringen_OTHS1 | B003 |  | 6.5.11.00 | Fire Detection Central | Fire Detection Central | 1 | 4 | Amount | # of Zones | 2015
Demo | SVM Beringen_OTHS1 | B003 |  | 6.5.11.00 | Fire Detection Central | Fire Detection Central | 1 | 4 | Amount | # of Zones | 2016
Demo | SVM Beringen_OTHS1 | B003 |  | 6.5.11.00 | Fire Detection Central | Fire Detection Central | 1 | 4 | Amount | # of Zones | 2016
Demo | SVM Beringen_OTHS1 | B003 |  | 6.5.11.00 | Fire Detection Central | Fire Detection Central | 1 | 4 | Amount | # of Zones | 2016
Demo | SVM Beringen_OTHS1 | B003 |  | 6.5.11.00 | Fire Detection Central | Fire Detection Central | 1 | 4 | Amount | # of Zones | 2016
Demo | SVM Beringen_OTHS1 | B003 |  | 6.5.11.00 | Fire Detection Central | Fire Detection Central | 1 | 4 | Amount | # of Zones | 2016
Demo | SVM Beringen_OTHS1 | B003 |  | 5.7.70.90 | Fire Damper | Fire Damper | 10 | 1 | Number | pcs | 2016
Demo | SVM Beringen_OTHS1 | B003 |  | 5.7.70.90 | Fire Damper | Fire Damper | 10 | 1 | Number | pcs | 2016
Demo | SVM Beringen_OTHS1 | B003 |  | 5.7.70.90 | Fire Damper | Fire Damper | 10 | 1 | Number | pcs | 2016
Demo | SVM Beringen_OTHS1 | B003 |  | 5.7.70.90 | Fire Damper | Fire Damper | 10 | 1 | Number | pcs | 2016
Demo | SVM Beringen_OTHS1 | B003 |  | 5.7.70.90 | Fire Damper | Fire Damper | 10 | 1 | Number | pcs | 2016
Demo | SVM Beringen_OTHS1 | B003 |  | 5.7.70.90 | Fire Damper | Fire Damper | 10 | 1 | Number | pcs | 2016
Demo | SVM Beringen_OTHS1 | B003 |  | 5.7.70.90 | Fire Damper | Fire Damper | 10 | 1 | Number | pcs | 2016
Demo | SVM Beringen_OTHS1 | B003 |  | 5.7.70.90 | Fire Damper | Fire Damper | 10 | 1 | Number | pcs | 2016
Demo | SVM Beringen_OTHS1 | B003 |  | 5.7.70.90 | Fire Damper | Fire Damper | 20 | 1 | Number | pcs | 2016
Demo | SVM Beringen_OTHS1 | B003 |  | 5.3.34.30 | Buffer Tank | Buffer Tank | 1 | 500 | Content | L | 2016
Demo | SVM Beringen_OTHS1 | B003 |  | 5.6.10.85 | Buffer Vessel Hot Water Distribution | Buffer Vessel Hot Water Distribution | 1 | 500 | Content | L | 2016
Demo | SVM Beringen_OTHS1 | B003 |  | 5.7.70.21 | CAV | CAV | 1 | 15000 | Flow rate | m3/h | 2016
Demo | SVM Beringen_OTHS1 | B003 |  | 5.7.70.21 | CAV | CAV | 1 | 15000 | Flow rate | m3/h | 2016
Demo | SVM Beringen_OTHS1 | B003 |  | 5.7.70.21 | CAV | CAV | 2 | 15000 | Flow rate | m3/h | 2015
Demo | SVM Beringen_OTHS1 | B003 |  | 5.7.70.21 | CAV | CAV | 1 | 15000 | Flow rate | m3/h | 2016
Demo | SVM Beringen_OTHS1 | B003 |  | 5.7.70.21 | CAV | CAV | 1 | 15000 | Flow rate | m3/h | 2016
Demo | SVM Beringen_OTHS1 | B003 |  | 5.7.70.21 | CAV | CAV | 1 | 15000 | Flow rate | m3/h | 2016
Demo | SVM Beringen_OTHS1 | B003 |  | 5.7.70.21 | CAV | CAV | 1 | 15000 | Flow rate | m3/h | 2016
Demo | SVM Beringen_OTHS1 | B003 |  | 5.3.20.00 | Circulator HSW | Circulator HSW | 1 | 34 | Diameter | mm | 2016
Demo | SVM Beringen_OTHS1 | B003 |  | 5.3.20.00 | Circulator HSW | Circulator HSW | 1 | 27 | Diameter | mm | 2016
Demo | SVM Beringen_OTHS1 | B003 |  | 5.6.10.10 | Circulation Pump Heating | Circulation Pump Heating | 2 | 48 | Diameter | mm | 2016
Demo | SVM Beringen_OTHS1 | B003 |  | 5.6.10.10 | Circulation Pump Heating | Circulation Pump Heating | 3 | 42 | Diameter | mm | 2015
Demo | SVM Beringen_OTHS1 | B003 |  | 5.6.10.10 | Circulation Pump Heating | Circulation Pump Heating | 4 | 34 | Diameter | mm | 2016
Demo | SVM Beringen_OTHS1 | B003 |  | 5.6.10.10 | Circulation Pump Heating | Circulation Pump Heating | 1 | 34 | Diameter | mm | 2015
Demo | SVM Beringen_OTHS1 | B003 |  | 5.6.10.10 | Circulation Pump Heating | Circulation Pump Heating | 5 | 34 | Diameter | mm | 2015
Demo | SVM Beringen_OTHS1 | B003 |  | 5.3.20.00 | Circulator HSW | Circulator HSW | 2 | 48 | Diameter | mm | 2015
Demo | SVM Beringen_OTHS1 | B003 |  | 5.6.10.10 | Circulation Pump Heating | Circulation Pump Heating | 3 | 42 | Diameter | mm | 2015
Demo | SVM Beringen_OTHS1 | B003 |  | 5.6.10.10 | Circulation Pump Heating | Circulation Pump Heating | 3 | 48 | Diameter | mm | 2016
Demo | SVM Beringen_OTHS1 | B003 |  | 5.6.10.10 | Circulation Pump Heating | Circulation Pump Heating | 6 | 34 | Diameter | mm | 2015
Demo | SVM Beringen_OTHS1 | B003 |  | 5.6.10.10 | Circulation Pump Heating | Circulation Pump Heating | 2 | 42 | Diameter | mm | 2015
Demo | SVM Beringen_OTHS1 | B003 |  | 5.6.10.10 | Circulation Pump Heating | Circulation Pump Heating | 2 | 48 | Diameter | mm | 2016
Demo | SVM Beringen_OTHS1 | B003 |  | 5.6.10.10 | Circulation Pump Heating | Circulation Pump Heating | 4 | 34 | Diameter | mm | 2015
Demo | SVM Beringen_OTHS1 | B003 |  | 5.6.10.10 | Circulation Pump Heating | Circulation Pump Heating | 2 | 42 | Diameter | mm | 2015
Demo | SVM Beringen_OTHS1 | B003 |  | 5.6.10.10 | Circulation Pump Heating | Circulation Pump Heating | 2 | 48 | Diameter | mm | 2015
Demo | SVM Beringen_OTHS1 | B003 |  | 5.6.10.10 | Circulation Pump Heating | Circulation Pump Heating | 3 | 34 | Diameter | mm | 2015
Demo | SVM Beringen_OTHS1 | B003 |  | 5.6.10.10 | Circulation Pump Heating | Circulation Pump Heating | 2 | 42 | Diameter | mm | 2015
Demo | SVM Beringen_OTHS1 | B003 |  | 5.6.10.10 | Circulation Pump Heating | Circulation Pump Heating | 2 | 48 | Diameter | mm | 2016
Demo | SVM Beringen_OTHS1 | B003 |  | 5.6.10.10 | Circulation Pump Heating | Circulation Pump Heating | 4 | 34 | Diameter | mm | 2015
Demo | SVM Beringen_OTHS1 | B003 |  | 5.6.10.10 | Circulation Pump Heating | Circulation Pump Heating | 2 | 42 | Diameter | mm | 2015
Demo | SVM Beringen_OTHS1 | B003 |  | 5.6.10.10 | Circulation Pump Heating | Circulation Pump Heating | 2 | 48 | Diameter | mm | 2016
Demo | SVM Beringen_OTHS1 | B003 |  | 5.6.10.10 | Circulation Pump Heating | Circulation Pump Heating | 4 | 34 | Diameter | mm | 2015
Demo | SVM Beringen_OTHS1 | B003 |  | 5.6.10.10 | Circulation Pump Heating | Circulation Pump Heating | 2 | 42 | Diameter | mm | 2016
Demo | SVM Beringen_OTHS1 | B003 |  | 5.6.10.10 | Circulation Pump Heating | Circulation Pump Heating | 2 | 48 | Diameter | mm | 2016
Demo | SVM Beringen_OTHS1 | B003 |  | 5.6.10.10 | Circulation Pump Heating | Circulation Pump Heating | 3 | 34 | Diameter | mm | 2016
Demo | SVM Beringen_OTHS1 | B003 |  | 5.6.10.10 | Circulation Pump Heating | Circulation Pump Heating | 2 | 34 | Diameter | mm | 2016
Demo | SVM Beringen_OTHS1 | B003 |  | 5.6.10.10 | Circulation Pump Heating | Circulation Pump Heating | 2 | 48 | Diameter | mm | 2016
Demo | SVM Beringen_OTHS1 | B003 |  | 5.6.10.10 | Circulation Pump Heating | Circulation Pump Heating | 2 | 48 | Diameter | mm | 2016
Demo | SVM Beringen_OTHS1 | B003 |  | 5.6.10.10 | Circulation Pump Heating | Circulation Pump Heating | 4 | 34 | Diameter | mm | 2016
Demo | SVM Beringen_OTHS1 | B003 |  | 5.6.10.10 | Circulation Pump Heating | Circulation Pump Heating | 4 | 42 | Diameter | mm | 2016
Demo | SVM Beringen_OTHS1 | B003 |  | 5.1.21.01 | Wallmounted Condensating Gas Boiler | Wallmounted Condensating Gas Boiler | 3 | 100 | Power | kW | 2016
Demo | SVM Beringen_OTHS1 | B003 |  | 5.1.21.01 | Wallmounted Condensating Gas Boiler | Wallmounted Condensating Gas Boiler | 3 | 100 | Power | kW | 2016
Demo | SVM Beringen_OTHS1 | B003 |  | 5.1.21.01 | Wallmounted Condensating Gas Boiler | Wallmounted Condensating Gas Boiler | 3 | 100 | Power | kW | 2016
Demo | SVM Beringen_OTHS1 | B003 |  | 5.1.21.01 | Wallmounted Condensating Gas Boiler | Wallmounted Condensating Gas Boiler | 2 | 100 | Power | kW | 2016
Demo | SVM Beringen_OTHS1 | B003 |  | 5.1.21.01 | Wallmounted Condensating Gas Boiler | Wallmounted Condensating Gas Boiler | 2 | 100 | Power | kW | 2016
Demo | SVM Beringen_OTHS1 | B003 |  | 5.1.21.01 | Wallmounted Condensating Gas Boiler | Wallmounted Condensating Gas Boiler | 2 | 100 | Power | kW | 2016
Demo | SVM Beringen_OTHS1 | B003 |  | 5.1.21.01 | Wallmounted Condensating Gas Boiler | Wallmounted Condensating Gas Boiler | 2 | 100 | Power | kW | 2016
Demo | SVM Beringen_OTHS1 | B003 |  | 5.1.21.01 | Wallmounted Condensating Gas Boiler | Wallmounted Condensating Gas Boiler | 2 | 100 | Power | kW | 2016
Demo | SVM Beringen_OTHS1 | B003 |  | 5.1.21.01 | Wallmounted Condensating Gas Boiler | Wallmounted Condensating Gas Boiler | 4 | 100 | Power | kW | 2016
Demo | SVM Beringen_OTHS1 | B003 |  | 5.3.22.10 | Central Heating Water Heater | Central Heating Water Heater | 1 | 3000 | Power | W | 2015
Demo | SVM Beringen_OTHS1 | B003 |  | 5.7.31.10 | Roof Extraction Unit | Roof Extraction Unit | 1 | 1500 | Flow rate | m3/h | 2016
Demo | SVM Beringen_OTHS1 | B003 |  | 5.7.31.10 | Roof Extraction Unit | Roof Extraction Unit | 1 | 2000 | Flow rate | m3/h | 2019
Demo | SVM Beringen_OTHS1 | B003 |  | 5.7.31.10 | Roof Extraction Unit | Roof Extraction Unit | 1 | 3600 | Flow rate | m3/h | 2016
Demo | SVM Beringen_OTHS1 | B003 |  | 6.3.24.00 | Decentralised Emergency Lighting | Decentralised Emergency Lighting | 20 | 1 | Number | pcs | 2016
Demo | SVM Beringen_OTHS1 | B003 |  | 6.3.24.00 | Decentralised Emergency Lighting | Decentralised Emergency Lighting | 20 | 1 | Number | pcs | 2016
Demo | SVM Beringen_OTHS1 | B003 |  | 6.3.24.00 | Decentralised Emergency Lighting | Decentralised Emergency Lighting | 20 | 1 | Number | pcs | 2016
Demo | SVM Beringen_OTHS1 | B003 |  | 6.3.24.00 | Decentralised Emergency Lighting | Decentralised Emergency Lighting | 20 | 1 | Number | pcs | 2016
Demo | SVM Beringen_OTHS1 | B003 |  | 6.3.24.00 | Decentralised Emergency Lighting | Decentralised Emergency Lighting | 20 | 1 | Number | pcs | 2016
Demo | SVM Beringen_OTHS1 | B003 |  | 6.3.24.00 | Decentralised Emergency Lighting | Decentralised Emergency Lighting | 20 | 1 | Number | pcs | 2016
Demo | SVM Beringen_OTHS1 | B003 |  | 6.3.24.00 | Decentralised Emergency Lighting | Decentralised Emergency Lighting | 20 | 1 | Number | pcs | 2016
Demo | SVM Beringen_OTHS1 | B003 |  | 6.3.24.00 | Decentralised Emergency Lighting | Decentralised Emergency Lighting | 20 | 1 | Number | pcs | 2016
Demo | SVM Beringen_OTHS1 | B003 |  | 6.3.24.00 | Decentralised Emergency Lighting | Decentralised Emergency Lighting | 40 | 1 | Number | pcs | 2016
Demo | SVM Beringen_OTHS1 | B003 |  | 5.3.23.00 | Plate Heat Exchanger SHW (Stainless Steel) | Plate Heat Exchanger SHW (Stainless Steel) | 1 | 25 | Power | kW | 2016
Demo | SVM Beringen_OTHS1 | B003 |  | 5.3.21.00 | Electric Water Heater | Electric Water Heater | 1 | 10 | Content | L | 2019
Demo | SVM Beringen_OTHS1 | B003 |  | 5.3.21.00 | Electric Water Heater | Electric Water Heater | 1 | 10 | Content | L | 2016
Demo | SVM Beringen_OTHS1 | B003 |  | 5.3.21.00 | Electric Water Heater | Electric Water Heater | 3 | 10 | Content | L | 2016
Demo | SVM Beringen_OTHS1 | B003 |  | 5.3.21.00 | Electric Water Heater | Electric Water Heater | 1 | 10 | Content | L | 2016
Demo | SVM Beringen_OTHS1 | B003 |  | 5.3.21.00 | Electric Water Heater | Electric Water Heater | 1 | 10 | Content | L | 2016
Demo | SVM Beringen_OTHS1 | B003 |  | 5.3.21.00 | Electric Water Heater | Electric Water Heater | 1 | 10 | Content | L | 2016
Demo | SVM Beringen_OTHS1 | B003 |  | 5.3.21.00 | Electric Water Heater | Electric Water Heater | 1 | 10 | Content | L | 2016
Demo | SVM Beringen_OTHS1 | B003 |  | 5.3.21.00 | Electric Water Heater | Electric Water Heater | 2 | 10 | Content | L | 2015
Demo | SVM Beringen_OTHS1 | B003 |  | 5.3.21.00 | Electric Water Heater | Electric Water Heater | 1 | 10 | Content | L | 2016
Demo | SVM Beringen_OTHS1 | B003 |  | 5.7.31.00 | Extraction Unit | Extraction Unit | 1 | 3500 | Flow rate | m3/h | 2015
Demo | SVM Beringen_OTHS1 | B003 |  | 5.7.31.00 | Extraction Unit | Extraction Unit | 1 | 5500 | Flow rate | m3/h | 2015
Demo | SVM Beringen_OTHS1 | B003 |  | 5.7.31.00 | Extraction Unit | Extraction Unit | 1 | 7700 | Flow rate | m3/h | 2015
Demo | SVM Beringen_OTHS1 | B003 |  | 5.7.31.00 | Extraction Unit | Extraction Unit | 1 | 5500 | Flow rate | m3/h | 2015
Demo | SVM Beringen_OTHS1 | B003 |  | 5.7.31.00 | Extraction Unit | Extraction Unit | 1 | 7700 | Flow rate | m3/h | 2015
Demo | SVM Beringen_OTHS1 | B003 |  | 5.7.31.00 | Extraction Unit | Extraction Unit | 1 | 15000 | Flow rate | m3/h | 2015
Demo | SVM Beringen_OTHS1 | B003 |  | 5.7.31.00 | Extraction Unit | Extraction Unit | 1 | 2000 | Flow rate | m3/h | 2015
Demo | SVM Beringen_OTHS2 | B004 |  | 5.7.31.00 | Extraction Unit | Extraction Unit | 1 | 5000 | Flow rate | m3/h | 2015
Demo | SVM Beringen_OTHS2 | B004 |  | 5.7.31.00 | Extraction Unit | Extraction Unit | 1 | 7700 | Flow rate | m3/h | 2015
Demo | SVM Beringen_OTHS2 | B004 |  | 5.7.31.00 | Extraction Unit | Extraction Unit | 1 | 15000 | Flow rate | m3/h | 2015
Demo | SVM Beringen_OTHS2 | B004 |  | 5.7.31.00 | Extraction Unit | Extraction Unit | 1 | 5500 | Flow rate | m3/h | 2015
Demo | SVM Beringen_OTHS2 | B004 |  | 5.7.31.00 | Extraction Unit | Extraction Unit | 1 | 7700 | Flow rate | m3/h | 2015
Demo | SVM Beringen_OTHS2 | B004 |  | 5.7.31.00 | Extraction Unit | Extraction Unit | 1 | 6300 | Flow rate | m3/h | 2015
Demo | SVM Beringen_OTHS2 | B004 |  | 5.7.31.00 | Extraction Unit | Extraction Unit | 1 | 9900 | Flow rate | m3/h | 2015
Demo | SVM Beringen_OTHS2 | B004 |  | 5.7.31.00 | Extraction Unit | Extraction Unit | 1 | 9900 | Flow rate | m3/h | 2015
Demo | SVM Beringen_OTHS2 | B004 |  | 5.7.31.00 | Extraction Unit | Extraction Unit | 1 | 3500 | Flow rate | m3/h | 2015
Demo | SVM Beringen_OTHS2 | B004 |  | 5.7.31.00 | Extraction Unit | Extraction Unit | 1 | 11500 | Flow rate | m3/h | 2015
Demo | SVM Beringen_OTHS2 | B004 |  | 5.7.31.00 | Extraction Unit | Extraction Unit | 1 | 7700 | Flow rate | m3/h | 2015
Demo | SVM Beringen_OTHS2 | B004 |  | 5.7.31.00 | Extraction Unit | Extraction Unit | 1 | 10300 | Flow rate | m3/h | 2015
Demo | SVM Beringen_OTHS2 | B004 |  | 5.7.31.00 | Extraction Unit | Extraction Unit | 1 | 2750 | Flow rate | m3/h | 2015
Demo | SVM Beringen_OTHS2 | B004 |  | 5.7.31.00 | Extraction Unit | Extraction Unit | 1 | 9900 | Flow rate | m3/h | 2015
Demo | SVM Beringen_OTHS2 | B004 |  | 5.7.31.00 | Extraction Unit | Extraction Unit | 1 | 7700 | Flow rate | m3/h | 2015
Demo | SVM Beringen_OTHS2 | B004 |  | 5.8.11.20 | Frequency Controller | Frequency Controller | 2 | 2 | Power | W | 2016
Demo | SVM Beringen_OTHS2 | B004 |  | 5.8.11.20 | Frequency Controller | Frequency Controller | 2 | 4 | Power | W | 2016
Demo | SVM Beringen_OTHS2 | B004 |  | 5.8.11.20 | Frequency Controller | Frequency Controller | 2 | 4 | Power | W | 2016
Demo | SVM Beringen_OTHS2 | B004 |  | 5.8.11.20 | Frequency Controller | Frequency Controller | 1 | 3 | Power | W | 2015
Demo | SVM Beringen_OTHS2 | B004 |  | 5.8.11.20 | Frequency Controller | Frequency Controller | 3 | 4 | Power | W | 2015
Demo | SVM Beringen_OTHS2 | B004 |  | 5.8.11.20 | Frequency Controller | Frequency Controller | 4 | 5 | Power | W | 2016
Demo | SVM Beringen_OTHS3 | B005 |  | 5.3.23.00 | Plate Heat Exchanger SHW (Stainless Steel) | Plate Heat Exchanger SHW (Stainless Steel) | 1 | 68 | Power | kW | 2015
Demo | SVM Beringen_OTHS3 | B005 |  | 5.3.23.00 | Plate Heat Exchanger SHW (Stainless Steel) | Plate Heat Exchanger SHW (Stainless Steel) | 1 | 27 | Power | kW | 2015
Demo | SVM Beringen_OTHS3 | B005 |  | 5.3.23.00 | Plate Heat Exchanger SHW (Stainless Steel) | Plate Heat Exchanger SHW (Stainless Steel) | 1 | 7 | Power | kW | 2015
Demo | SVM Beringen_OTHS3 | B005 |  | 5.3.23.00 | Plate Heat Exchanger SHW (Stainless Steel) | Plate Heat Exchanger SHW (Stainless Steel) | 1 | 7 | Power | kW | 2015
Demo | SVM Beringen_OTHS3 | B005 |  | 5.3.23.00 | Plate Heat Exchanger SHW (Stainless Steel) | Plate Heat Exchanger SHW (Stainless Steel) | 1 | 80 | Power | kW | 2015
Demo | SVM Beringen_OTHS3 | B005 |  | 5.3.23.00 | Plate Heat Exchanger SHW (Stainless Steel) | Plate Heat Exchanger SHW (Stainless Steel) | 1 | 110 | Power | kW | 2020
Demo | SVM Beringen_OTHS3 | B005 |  | 5.7.71.13 | Air Handling Unit (1 battery/Coarse + Fine Filter/ Heat Recuperation) | Air Handling Unit (1 battery/Coarse + Fine Filter/ Heat Recuperation) | 1 | 3500 | Flow rate | m3/h | 2015
Demo | SVM Beringen_OTHS3 | B005 |  | 5.7.71.13 | Air Handling Unit (1 battery/Coarse + Fine Filter/ Heat Recuperation) | Air Handling Unit (1 battery/Coarse + Fine Filter/ Heat Recuperation) | 1 | 5500 | Flow rate | m3/h | 2015
Demo | SVM Beringen_OTHS3 | B005 |  | 5.7.71.13 | Air Handling Unit (1 battery/Coarse + Fine Filter/ Heat Recuperation) | Air Handling Unit (1 battery/Coarse + Fine Filter/ Heat Recuperation) | 1 | 7700 | Flow rate | m3/h | 2015
Demo | SVM Beringen_OTHS3 | B005 |  | 5.7.71.13 | Air Handling Unit (1 battery/Coarse + Fine Filter/ Heat Recuperation) | Air Handling Unit (1 battery/Coarse + Fine Filter/ Heat Recuperation) | 1 | 15000 | Flow rate | m3/h | 2015
Demo | SVM Beringen_OTHS3 | B005 |  | 5.7.71.13 | Air Handling Unit (1 battery/Coarse + Fine Filter/ Heat Recuperation) | Air Handling Unit (1 battery/Coarse + Fine Filter/ Heat Recuperation) | 1 | 5500 | Flow rate | m3/h | 2015
Demo | SVM Beringen_OTHS2 | B004 |  | 5.8.11.20 | Frequency Controller | Frequency Controller | 1 | 2 | Power | W | 2020
Demo | SVM Beringen_OTHS2 | B004 |  | 5.8.11.20 | Frequency Controller | Frequency Controller | 1 | 2 | Power | W | 2015
Demo | SVM Beringen_OTHS2 | B004 |  | 5.8.11.20 | Frequency Controller | Frequency Controller | 1 | 3 | Power | W | 2015
Demo | SVM Beringen_OTHS2 | B004 |  | 5.8.11.20 | Frequency Controller | Frequency Controller | 2 | 3 | Power | W | 2015
Demo | SVM Beringen_OTHS2 | B004 |  | 5.8.11.20 | Frequency Controller | Frequency Controller | 2 | 7 | Power | W | 2015
Demo | SVM Beringen_OTHS2 | B004 |  | 5.8.11.20 | Frequency Controller | Frequency Controller | 3 | 4 | Power | W | 2016
Demo | SVM Beringen_OTHS2 | B004 |  | 5.8.11.20 | Frequency Controller | Frequency Controller | 2 | 4 | Power | W | 2015
Demo | SVM Beringen_OTHS2 | B004 |  | 5.8.11.20 | Frequency Controller | Frequency Controller | 4 | 5 | Power | W | 2015
Demo | SVM Beringen_OTHS2 | B004 |  | 5.8.11.20 | Frequency Controller | Frequency Controller | 1 | 4 | Power | W | 2016
Demo | SVM Beringen_OTHS2 | B004 |  | 5.8.11.20 | Frequency Controller | Frequency Controller | 1 | 5 | Power | W | 2015
Demo | SVM Beringen_OTHS2 | B004 |  | 5.8.11.20 | Frequency Controller | Frequency Controller | 2 | 7 | Power | W | 2016
Demo | SVM Beringen_OTHS2 | B004 |  | 5.8.11.20 | Frequency Controller | Frequency Controller | 2 | 7 | Power | W | 2015
Demo | SVM Beringen_OTHS2 | B004 |  | 5.8.11.20 | Frequency Controller | Frequency Controller | 1 | 11 | Power | W | 2015
Demo | SVM Beringen_OTHS2 | B004 |  | 5.8.11.20 | Frequency Controller | Frequency Controller | 1 | 7 | Power | W | 2015
Demo | SVM Beringen_OTHS3 | B005 |  | 5.7.71.13 | Air Handling Unit (1 battery/Coarse + Fine Filter/ Heat Recuperation) | Air Handling Unit (1 battery/Coarse + Fine Filter/ Heat Recuperation) | 1 | 7700 | Flow rate | m3/h | 2015
Demo | SVM Beringen_OTHS3 | B005 |  | 5.7.71.13 | Air Handling Unit (1 battery/Coarse + Fine Filter/ Heat Recuperation) | Air Handling Unit (1 battery/Coarse + Fine Filter/ Heat Recuperation) | 1 | 2000 | Flow rate | m3/h | 2015
Demo | SVM Beringen_OTHS3 | B005 |  | 5.7.71.13 | Air Handling Unit (1 battery/Coarse + Fine Filter/ Heat Recuperation) | Air Handling Unit (1 battery/Coarse + Fine Filter/ Heat Recuperation) | 1 | 5000 | Flow rate | m3/h | 2015
Demo | SVM Beringen_OTHS3 | B005 |  | 5.7.71.13 | Air Handling Unit (1 battery/Coarse + Fine Filter/ Heat Recuperation) | Air Handling Unit (1 battery/Coarse + Fine Filter/ Heat Recuperation) | 1 | 5000 | Flow rate | m3/h | 2015
Demo | SVM Beringen_OTHS3 | B005 |  | 5.7.71.13 | Air Handling Unit (1 battery/Coarse + Fine Filter/ Heat Recuperation) | Air Handling Unit (1 battery/Coarse + Fine Filter/ Heat Recuperation) | 1 | 7700 | Flow rate | m3/h | 2015
Demo | SVM Beringen_OTHS3 | B005 |  | 5.7.71.13 | Air Handling Unit (1 battery/Coarse + Fine Filter/ Heat Recuperation) | Air Handling Unit (1 battery/Coarse + Fine Filter/ Heat Recuperation) | 1 | 6300 | Flow rate | m3/h | 2015
Demo | SVM Beringen_OTHS3 | B005 |  | 5.7.71.13 | Air Handling Unit (1 battery/Coarse + Fine Filter/ Heat Recuperation) | Air Handling Unit (1 battery/Coarse + Fine Filter/ Heat Recuperation) | 1 | 9900 | Flow rate | m3/h | 2015
Demo | SVM Beringen_OTHS3 | B005 |  | 5.7.71.13 | Air Handling Unit (1 battery/Coarse + Fine Filter/ Heat Recuperation) | Air Handling Unit (1 battery/Coarse + Fine Filter/ Heat Recuperation) | 1 | 9900 | Flow rate | m3/h | 2015
Demo | SVM Beringen_OTHS3 | B005 |  | 5.7.71.13 | Air Handling Unit (1 battery/Coarse + Fine Filter/ Heat Recuperation) | Air Handling Unit (1 battery/Coarse + Fine Filter/ Heat Recuperation) | 1 | 3500 | Flow rate | m3/h | 2015
Demo | SVM Beringen_OTHS3 | B005 |  | 5.7.71.13 | Air Handling Unit (1 battery/Coarse + Fine Filter/ Heat Recuperation) | Air Handling Unit (1 battery/Coarse + Fine Filter/ Heat Recuperation) | 1 | 16000 | Flow rate | m3/h | 2015
Demo | SVM Beringen_OTHS2 | B004 |  | 5.8.11.20 | Frequency Controller | Frequency Controller | 2 | 2 | Power | W | 2016
Demo | SVM Beringen_OTHS2 | B004 |  | 5.8.11.20 | Frequency Controller | Frequency Controller | 1 | 5 | Power | W | 2016
Demo | SVM Beringen_OTHS2 | B004 |  | 5.8.11.20 | Frequency Controller | Frequency Controller | 3 | 7 | Power | W | 2015
Demo | SVM Beringen_OTHS2 | B004 |  | 5.8.11.20 | Frequency Controller | Frequency Controller | 1 | 2 | Power | W | 2015
Demo | SVM Beringen_OTHS2 | B004 |  | 5.8.11.20 | Frequency Controller | Frequency Controller | 1 | 2 | Power | W | 2019
Demo | SVM Beringen_OTHS2 | B004 |  | 5.8.11.20 | Frequency Controller | Frequency Controller | 1 | 1 | Power | W | 2015
Demo | SVM Beringen_OTHS2 | B004 |  | 5.8.11.20 | Frequency Controller | Frequency Controller | 1 | 2 | Power | W | 2016
Demo | SVM Beringen_OTHS2 | B004 |  | 5.8.11.20 | Frequency Controller | Frequency Controller | 1 | 4 | Power | W | 2016
Demo | SVM Beringen_OTHS2 | B004 |  | 5.8.11.20 | Frequency Controller | Frequency Controller | 1 | 4 | Power | W | 2019
Demo | SVM Beringen_OTHS2 | B004 |  | 5.8.11.20 | Frequency Controller | Frequency Controller | 2 | 5 | Power | W | 2016
Demo | SVM Beringen_OTHS2 | B004 |  | 6.5.35.00 | Gas Detection (CH4) | Gas Detection (CH4) | 1 | 1 | Amount | # of detectors | 2016
Demo | SVM Beringen_OTHS2 | B004 |  | 6.5.35.00 | Gas Detection (CH4) | Gas Detection (CH4) | 3 | 1 | Amount | # of detectors | 2016
Demo | SVM Beringen_OTHS2 | B004 |  | 6.5.35.00 | Gas Detection (CH4) | Gas Detection (CH4) | 1 | 1 | Amount | # of detectors | 2017
Demo | SVM Beringen_OTHS3 | B005 |  | 5.7.71.13 | Air Handling Unit (1 battery/Coarse + Fine Filter/ Heat Recuperation) | Air Handling Unit (1 battery/Coarse + Fine Filter/ Heat Recuperation) | 1 | 7700 | Flow rate | m3/h | 2015
Demo | SVM Beringen_OTHS3 | B005 |  | 5.7.71.13 | Air Handling Unit (1 battery/Coarse + Fine Filter/ Heat Recuperation) | Air Handling Unit (1 battery/Coarse + Fine Filter/ Heat Recuperation) | 1 | 10500 | Flow rate | m3/h | 2015
Demo | SVM Beringen_OTHS3 | B005 |  | 5.7.71.13 | Air Handling Unit (1 battery/Coarse + Fine Filter/ Heat Recuperation) | Air Handling Unit (1 battery/Coarse + Fine Filter/ Heat Recuperation) | 1 | 2000 | Flow rate | m3/h | 2015
Demo | SVM Beringen_OTHS3 | B005 |  | 5.7.71.13 | Air Handling Unit (1 battery/Coarse + Fine Filter/ Heat Recuperation) | Air Handling Unit (1 battery/Coarse + Fine Filter/ Heat Recuperation) | 1 | 3000 | Flow rate | m3/h | 2015
Demo | SVM Beringen_OTHS3 | B005 |  | 5.7.71.13 | Air Handling Unit (1 battery/Coarse + Fine Filter/ Heat Recuperation) | Air Handling Unit (1 battery/Coarse + Fine Filter/ Heat Recuperation) | 1 | 9900 | Flow rate | m3/h | 2015
Demo | SVM Beringen_OTHS3 | B005 |  | 5.7.71.13 | Air Handling Unit (1 battery/Coarse + Fine Filter/ Heat Recuperation) | Air Handling Unit (1 battery/Coarse + Fine Filter/ Heat Recuperation) | 1 | 7700 | Flow rate | m3/h | 2015
Demo | SVM Beringen_OTHS3 | B005 |  | 5.7.71.01 | Air Handling Unit (Coarse + Fine Filter/ 100% fresh Air) | Air Handling Unit (Coarse + Fine Filter/ 100% fresh Air) | 1 | 15000 | Flow rate | m3/h | 2015
Demo | SVM Beringen_OTHS3 | B005 |  | 5.7.71.01 | Air Handling Unit (Coarse + Fine Filter/ 100% fresh Air) | Air Handling Unit (Coarse + Fine Filter/ 100% fresh Air) | 1 | 5500 | Flow rate | m3/h | 2015
Demo | SVM Beringen_OTHS3 | B005 |  | 5.7.71.01 | Air Handling Unit (Coarse + Fine Filter/ 100% fresh Air) | Air Handling Unit (Coarse + Fine Filter/ 100% fresh Air) | 1 | 7700 | Flow rate | m3/h | 2015
Demo | SVM Beringen_OTHS3 | B005 |  | 5.7.71.01 | Air Handling Unit (Coarse + Fine Filter/ 100% fresh Air) | Air Handling Unit (Coarse + Fine Filter/ 100% fresh Air) | 1 | 15000 | Flow rate | m3/h | 2015
Demo | SVM Beringen_OTHS2 | B004 |  | 6.5.35.00 | Gas Detection (CH4) | Gas Detection (CH4) | 3 | 1 | Amount | # of detectors | 2017
Demo | SVM Beringen_OTHS2 | B004 |  | 6.5.35.00 | Gas Detection (CH4) | Gas Detection (CH4) | 1 | 1 | Amount | # of detectors | 2017
Demo | SVM Beringen_OTHS2 | B004 |  | 6.5.35.00 | Gas Detection (CH4) | Gas Detection (CH4) | 3 | 3 | Amount | # of detectors | 2017
Demo | SVM Beringen_OTHS2 | B004 |  | 6.5.35.00 | Gas Detection (CH4) | Gas Detection (CH4) | 1 | 2 | Amount | # of detectors | 2017
Demo | SVM Beringen_OTHS2 | B004 |  | 6.5.35.00 | Gas Detection (CH4) | Gas Detection (CH4) | 3 | 3 | Amount | # of detectors | 2017
Demo | SVM Beringen_OTHS2 | B004 |  | 6.5.35.00 | Gas Detection (CH4) | Gas Detection (CH4) | 1 | 2 | Amount | # of detectors | 2017
Demo | SVM Beringen_OTHS2 | B004 |  | 6.5.35.00 | Gas Detection (CH4) | Gas Detection (CH4) | 3 | 3 | Amount | # of detectors | 2017
Demo | SVM Beringen_OTHS2 | B004 |  | 6.5.35.00 | Gas Detection (CH4) | Gas Detection (CH4) | 1 | 2 | Amount | # of detectors | 2017
Demo | SVM Beringen_OTHS2 | B004 |  | 6.5.35.00 | Gas Detection (CH4) | Gas Detection (CH4) | 3 | 3 | Amount | # of detectors | 2017
Demo | SVM Beringen_OTHS2 | B004 |  | 6.5.35.00 | Gas Detection (CH4) | Gas Detection (CH4) | 1 | 2 | Amount | # of detectors | 2017
Demo | SVM Beringen_OTHS2 | B004 |  | 6.5.35.00 | Gas Detection (CH4) | Gas Detection (CH4) | 3 | 3 | Amount | # of detectors | 2017
Demo | SVM Beringen_OTHS2 | B004 |  | 6.5.35.00 | Gas Detection (CH4) | Gas Detection (CH4) | 1 | 2 | Amount | # of detectors | 2017
Demo | SVM Beringen_OTHS2 | B004 |  | 6.5.35.00 | Gas Detection (CH4) | Gas Detection (CH4) | 3 | 3 | Amount | # of detectors | 2017
Demo | SVM Beringen_OTHS3 | B005 |  | 5.7.11.10 | Smoke Hatches - Smoke and Heat Extraction System | Smoke Hatches - Smoke and Heat Extraction System | 2 | 1 | Number | pcs | 2015
Demo | SVM Beringen_OTHS3 | B005 |  | 5.7.11.10 | Smoke Hatches - Smoke and Heat Extraction System | Smoke Hatches - Smoke and Heat Extraction System | 2 | 1 | Number | pcs | 2015
Demo | SVM Beringen_OTHS3 | B005 |  | 5.7.11.10 | Smoke Hatches - Smoke and Heat Extraction System | Smoke Hatches - Smoke and Heat Extraction System | 1 | 1 | Number | pcs | 2015
Demo | SVM Beringen_OTHS3 | B005 |  | 5.7.11.10 | Smoke Hatches - Smoke and Heat Extraction System | Smoke Hatches - Smoke and Heat Extraction System | 2 | 1 | Number | pcs | 2016
Demo | SVM Beringen_OTHS3 | B005 |  | 5.7.11.10 | Smoke Hatches - Smoke and Heat Extraction System | Smoke Hatches - Smoke and Heat Extraction System | 1 | 1 | Number | pcs | 2015
Demo | SVM Beringen_OTHS3 | B005 |  | 5.7.11.10 | Smoke Hatches - Smoke and Heat Extraction System | Smoke Hatches - Smoke and Heat Extraction System | 1 | 1 | Number | pcs | 2015
Demo | SVM Beringen_OTHS3 | B005 |  | 5.7.70.20 | VAV | VAV | 1 | 2500 | Flow rate | m3/h | 2016
Demo | SVM Beringen_OTHS3 | B005 |  | 5.7.70.20 | VAV | VAV | 1 | 2500 | Flow rate | m3/h | 2016
Demo | SVM Beringen_OTHS3 | B005 |  | 5.7.70.20 | VAV | VAV | 1 | 2500 | Flow rate | m3/h | 2016
Demo | SVM Beringen_OTHS3 | B005 |  | 5.7.70.20 | VAV | VAV | 1 | 2500 | Flow rate | m3/h | 2016
Demo | SVM Beringen_OTHS3 | B005 |  | 5.7.70.20 | VAV | VAV | 1 | 2500 | Flow rate | m3/h | 2016
Demo | SVM Beringen_OTHS3 | B005 |  | 5.7.70.20 | VAV | VAV | 1 | 2500 | Flow rate | m3/h | 2016
Demo | SVM Beringen_OTHS3 | B005 |  | 6.1.51.10 | Distribution Board | Distribution Board | 1 | 20 | Amount | # of distributions | 2016
Demo | SVM Beringen_OTHS2 | B004 |  | 6.5.35.00 | Gas Detection (CH4) | Gas Detection (CH4) | 1 | 2 | Amount | # of detectors | 2017
Demo | SVM Beringen_OTHS2 | B004 |  | 6.5.35.00 | Gas Detection (CH4) | Gas Detection (CH4) | 4 | 2 | Amount | # of detectors | 2017
Demo | SVM Beringen_OTHS2 | B004 |  | 5.3.20.01 | Closed Expansion Vessel HSW | Closed Expansion Vessel HSW | 1 | 35 | Content | L | 2016
Demo | SVM Beringen_OTHS2 | B004 |  | 5.6.10.00 | Closed Expansion Vessel Heating | Closed Expansion Vessel Heating | 1 | 35 | Content | L | 2016
Demo | SVM Beringen_OTHS2 | B004 |  | 5.6.10.00 | Closed Expansion Vessel Heating | Closed Expansion Vessel Heating | 1 | 110 | Content | L | 2016
Demo | SVM Beringen_OTHS2 | B004 |  | 5.6.10.00 | Closed Expansion Vessel Heating | Closed Expansion Vessel Heating | 3 | 4 | Content | L | 2016
Demo | SVM Beringen_OTHS2 | B004 |  | 5.6.10.00 | Closed Expansion Vessel Heating | Closed Expansion Vessel Heating | 1 | 200 | Content | L | 2016
Demo | SVM Beringen_OTHS2 | B004 |  | 5.6.10.00 | Closed Expansion Vessel Heating | Closed Expansion Vessel Heating | 1 | 80 | Content | L | 2014
Demo | SVM Beringen_OTHS2 | B004 |  | 5.6.10.00 | Closed Expansion Vessel Heating | Closed Expansion Vessel Heating | 3 | 4 | Content | L | 2015
Demo | SVM Beringen_OTHS2 | B004 |  | 5.6.10.00 | Closed Expansion Vessel Heating | Closed Expansion Vessel Heating | 1 | 18 | Content | L | 2016
Demo | SVM Beringen_OTHS2 | B004 |  | 5.6.10.00 | Closed Expansion Vessel Heating | Closed Expansion Vessel Heating | 1 | 200 | Content | L | 2015
Demo | SVM Beringen_OTHS2 | B004 |  | 5.6.10.00 | Closed Expansion Vessel Heating | Closed Expansion Vessel Heating | 2 | 4 | Content | L | 2015
Demo | SVM Beringen_OTHS2 | B004 |  | 5.6.10.00 | Closed Expansion Vessel Heating | Closed Expansion Vessel Heating | 1 | 35 | Content | L | 2015
Demo | SVM Beringen_OTHS3 | B005 |  | 6.1.51.10 | Distribution Board | Distribution Board | 1 | 14 | Amount | # of distributions | 2015
Demo | SVM Beringen_OTHS3 | B005 |  | 6.1.51.10 | Distribution Board | Distribution Board | 1 | 27 | Amount | # of distributions | 2015
Demo | SVM Beringen_OTHS3 | B005 |  | 6.1.51.10 | Distribution Board | Distribution Board | 1 | 33 | Amount | # of distributions | 2016
Demo | SVM Beringen_OTHS3 | B005 |  | 6.1.51.10 | Distribution Board | Distribution Board | 1 | 38 | Amount | # of distributions | 2016
Demo | SVM Beringen_OTHS3 | B005 |  | 6.1.51.10 | Distribution Board | Distribution Board | 1 | 78 | Amount | # of distributions | 2016
Demo | SVM Beringen_OTHS3 | B005 |  | 6.1.51.10 | Distribution Board | Distribution Board | 1 | 14 | Amount | # of distributions | 2016
Demo | SVM Beringen_OTHS3 | B005 |  | 6.1.51.10 | Distribution Board | Distribution Board | 1 | 23 | Amount | # of distributions | 2016
Demo | SVM Beringen_OTHS3 | B005 |  | 6.1.51.10 | Distribution Board | Distribution Board | 1 | 20 | Amount | # of distributions | 2015
Demo | SVM Beringen_OTHS3 | B005 |  | 6.1.51.10 | Distribution Board | Distribution Board | 1 | 52 | Amount | # of distributions | 2015
Demo | SVM Beringen_OTHS3 | B005 |  | 6.1.51.10 | Distribution Board | Distribution Board | 1 | 90 | Amount | # of distributions | 2015
Demo | SVM Beringen_OTHS3 | B005 |  | 6.1.51.10 | Distribution Board | Distribution Board | 1 | 35 | Amount | # of distributions | 2015
Demo | SVM Beringen_OTHS3 | B005 |  | 6.1.51.10 | Distribution Board | Distribution Board | 1 | 8 | Amount | # of distributions | 2015
Demo | SVM Beringen_OTHS2 | B004 |  | 5.6.10.00 | Closed Expansion Vessel Heating | Closed Expansion Vessel Heating | 2 | 4 | Content | L | 2015
Demo | SVM Beringen_OTHS2 | B004 |  | 5.6.10.00 | Closed Expansion Vessel Heating | Closed Expansion Vessel Heating | 1 | 8 | Content | L | 2015
Demo | SVM Beringen_OTHS2 | B004 |  | 5.6.10.00 | Closed Expansion Vessel Heating | Closed Expansion Vessel Heating | 1 | 80 | Content | L | 2014
Demo | SVM Beringen_OTHS2 | B004 |  | 5.6.10.00 | Closed Expansion Vessel Heating | Closed Expansion Vessel Heating | 2 | 4 | Content | L | 2015
Demo | SVM Beringen_OTHS2 | B004 |  | 5.6.10.00 | Closed Expansion Vessel Heating | Closed Expansion Vessel Heating | 1 | 25 | Content | L | 2015
Demo | SVM Beringen_OTHS2 | B004 |  | 5.6.10.00 | Closed Expansion Vessel Heating | Closed Expansion Vessel Heating | 2 | 4 | Content | L | 2015
Demo | SVM Beringen_OTHS2 | B004 |  | 5.6.10.00 | Closed Expansion Vessel Heating | Closed Expansion Vessel Heating | 1 | 80 | Content | L | 2014
Demo | SVM Beringen_OTHS2 | B004 |  | 5.6.10.00 | Closed Expansion Vessel Heating | Closed Expansion Vessel Heating | 2 | 4 | Content | L | 2015
Demo | SVM Beringen_OTHS2 | B004 |  | 5.6.10.00 | Closed Expansion Vessel Heating | Closed Expansion Vessel Heating | 1 | 4 | Content | L | 2015
Demo | SVM Beringen_OTHS2 | B004 |  | 5.6.10.00 | Closed Expansion Vessel Heating | Closed Expansion Vessel Heating | 1 | 80 | Content | L | 2015
Demo | SVM Beringen_OTHS2 | B004 |  | 5.6.10.00 | Closed Expansion Vessel Heating | Closed Expansion Vessel Heating | 1 | 100 | Content | L | 2016
Demo | SVM Beringen_OTHS2 | B004 |  | 5.6.10.00 | Closed Expansion Vessel Heating | Closed Expansion Vessel Heating | 1 | 100 | Content | L | 2016
Demo | SVM Beringen_OTHS2 | B004 |  | 5.6.10.00 | Closed Expansion Vessel Heating | Closed Expansion Vessel Heating | 1 | 80 | Content | L | 2015
Demo | SVM Beringen_OTHS3 | B005 |  | 6.1.51.10 | Distribution Board | Distribution Board | 1 | 23 | Amount | # of distributions | 2016
Demo | SVM Beringen_OTHS3 | B005 |  | 6.1.51.10 | Distribution Board | Distribution Board | 1 | 40 | Amount | # of distributions | 2015
Demo | SVM Beringen_OTHS3 | B005 |  | 6.1.51.10 | Distribution Board | Distribution Board | 1 | 22 | Amount | # of distributions | 2015
Demo | SVM Beringen_OTHS3 | B005 |  | 6.1.51.10 | Distribution Board | Distribution Board | 1 | 25 | Amount | # of distributions | 2015
Demo | SVM Beringen_OTHS3 | B005 |  | 6.1.51.10 | Distribution Board | Distribution Board | 1 | 20 | Amount | # of distributions | 2016
Demo | SVM Beringen_OTHS3 | B005 |  | 6.1.51.10 | Distribution Board | Distribution Board | 1 | 26 | Amount | # of distributions | 2016
Demo | SVM Beringen_OTHS3 | B005 |  | 6.1.51.10 | Distribution Board | Distribution Board | 1 | 35 | Amount | # of distributions | 2016
Demo | SVM Beringen_OTHS3 | B005 |  | 6.1.51.10 | Distribution Board | Distribution Board | 1 | 9 | Amount | # of distributions | 2016
Demo | SVM Beringen_OTHS3 | B005 |  | 6.1.51.10 | Distribution Board | Distribution Board | 1 | 9 | Amount | # of distributions | 2016
Demo | SVM Beringen_OTHS3 | B005 |  | 6.1.51.10 | Distribution Board | Distribution Board | 1 | 12 | Amount | # of distributions | 2016
Demo | SVM Beringen_OTHS3 | B005 |  | 6.1.51.10 | Distribution Board | Distribution Board | 1 | 14 | Amount | # of distributions | 2016
Demo | SVM Beringen_OTHS3 | B005 |  | 6.1.51.10 | Distribution Board | Distribution Board | 1 | 20 | Amount | # of distributions | 2016
Demo | SVM Beringen_OTHS2 | B004 |  | 6.1.41.01 | High Voltage Switch Gear | High Voltage Switch Gear | 1 | 250 | Power | kVA | 2015
Demo | SVM Beringen_OTHS2 | B004 |  | 6.1.41.00 | High Voltage Transformator | High Voltage Transformator | 1 | 800 | Power | kVA | 2015
Demo | SVM Beringen_OTHS2 | B004 |  | 6.1.41.00 | High Voltage Transformator | High Voltage Transformator | 1 | 800 | Power | kVA | 2015
Demo | SVM Beringen_OTHS2 | B004 |  | 5.3.14.10 | Hydrophore pump | Hydrophore pump | 1 | 1 | Diameter | mm | 2016
Demo | SVM Beringen_OTHS2 | B004 |  | 5.3.14.10 | Hydrophore pump | Hydrophore pump | 1 | 1 | Diameter | mm | 2016
Demo | SVM Beringen_OTHS2 | B004 |  | 5.3.14.10 | Hydrophore pump | Hydrophore pump | 1 | 1 | Diameter | mm | 2016
Demo | SVM Beringen_OTHS2 | B004 |  | 5.3.14.10 | Hydrophore pump | Hydrophore pump | 1 | 1 | Diameter | mm | 2015
Demo | SVM Beringen_OTHS2 | B004 |  | 5.7.61.10 | Air Heater (Water) | Air Heater (Water) | 2 | 12 | Power | kW | 2015
Demo | SVM Beringen_OTHS2 | B004 |  | 5.4.21.00 | Compressed Air - Piston Compressor | Compressed Air - Piston Compressor | 1 | 1550 | Power | kW | 2015
Demo | SVM Beringen_OTHS2 | B004 |  | 5.4.21.00 | Compressed Air - Piston Compressor | Compressed Air - Piston Compressor | 1 | 471 | Power | kW | 2016
Demo | SVM Beringen_OTHS2 | B004 |  | 5.4.21.00 | Compressed Air - Piston Compressor | Compressed Air - Piston Compressor | 1 | 1500 | Power | kW | 2015
Demo | SVM Beringen_OTHS3 | B005 |  | 5.5.30.80 | Plate Heat Exchanger Cooling | Plate Heat Exchanger Cooling | 1 | 22 | Power | kW | 2015
Demo | SVM Beringen_OTHS3 | B005 |  | 5.3.23.00 | Plate Heat Exchanger SHW (Stainless Steel) | Plate Heat Exchanger SHW (Stainless Steel) | 1 | 50 | Power | kW | 2021
Demo | SVM Beringen_OTHS3 | B005 |  | 6.1.51.10 | Distribution Board | Distribution Board | 1 | 23 | Amount | # of distributions | 2015
Demo | SVM Beringen_OTHS3 | B005 |  | 6.1.51.10 | Distribution Board | Distribution Board | 1 | 58 | Amount | # of distributions | 2016
Demo | SVM Beringen_OTHS3 | B005 |  | 6.1.51.10 | Distribution Board | Distribution Board | 1 | 43 | Amount | # of distributions | 2016
Demo | SVM Beringen_OTHS3 | B005 |  | 6.1.51.10 | Distribution Board | Distribution Board | 1 | 8 | Amount | # of distributions | 2016
Demo | SVM Beringen_OTHS3 | B005 |  | 6.1.51.10 | Distribution Board | Distribution Board | 1 | 10 | Amount | # of distributions | 2016
Demo | SVM Beringen_OTHS3 | B005 |  | 6.1.51.10 | Distribution Board | Distribution Board | 1 | 29 | Amount | # of distributions | 2013
Demo | SVM Beringen_OTHS3 | B005 |  | 6.1.51.10 | Distribution Board | Distribution Board | 1 | 24 | Amount | # of distributions | 2016
Demo | SVM Beringen_OTHS3 | B005 |  | 6.1.51.10 | Distribution Board | Distribution Board | 1 | 8 | Amount | # of distributions | 2016
Demo | SVM Beringen_OTHS3 | B005 |  | 6.1.51.10 | Distribution Board | Distribution Board | 1 | 23 | Amount | # of distributions | 2016
Demo | SVM Beringen_OTHS3 | B005 |  | 6.1.51.10 | Distribution Board | Distribution Board | 1 | 77 | Amount | # of distributions | 2016
Demo | SVM Beringen_OTHS3 | B005 |  | 6.1.51.10 | Distribution Board | Distribution Board | 1 | 26 | Amount | # of distributions | 2016
Demo | SVM Beringen_OTHS3 | B005 |  | 6.1.51.10 | Distribution Board | Distribution Board | 1 | 86 | Amount | # of distributions | 2016
Demo | SVM Beringen_OTHS3 | B005 |  | 5.5.12.02 | Heat Pump Air-Air (Internal&External Unit) | Heat Pump Air-Air (Internal&External Unit) | 1 | 4 | Power | kW | 2017
Demo | SVM Beringen_OTHS3 | B005 |  | 5.5.12.02 | Heat Pump Air-Air (Internal&External Unit) | Heat Pump Air-Air (Internal&External Unit) | 1 | 10 | Power | kW | 2016
Demo | SVM Beringen_OTHS3 | B005 |  | 5.5.12.02 | Heat Pump Air-Air (Internal&External Unit) | Heat Pump Air-Air (Internal&External Unit) | 1 | 4 | Power | kW | 2017
Demo | SVM Beringen_OTHS3 | B005 |  | 5.3.52.00 | Water Softener | Water Softener | 1 | 1 | Amount | # of devices | 2016
Demo | SVM Beringen_OTHS3 | B005 |  | 5.3.52.00 | Water Softener | Water Softener | 1 | 1 | Amount | # of devices | 2016
Demo | SVM Beringen_OTHS3 | B005 |  | 5.3.52.00 | Water Softener | Water Softener | 2 | 1 | Amount | # of devices | 2016
Demo | SVM Pelt1 | B006 |  | 6.5.11.00 | Fire Detection Central | Fire Detection Central | 1 | 4 | Amount | # of Zones | 2016
Demo | SVM Pelt1 | B006 |  | 5.7.70.21 | CAV | CAV | 1 | 15000 | Flow rate | m3/h | 2016
Demo | SVM Pelt1 | B006 |  | 5.6.10.10 | Circulation Pump Heating | Circulation Pump Heating | 12 | 42 | Diameter | mm | 2016
Demo | SVM Pelt1 | B006 |  | 5.1.21.21 | Condensating Gas Boiler | Condensating Gas Boiler | 2 | 200 | Power | kW | 2016
Demo | SVM Pelt1 | B006 |  | 5.7.31.10 | Roof Extraction Unit | Roof Extraction Unit | 3 | 1500 | Flow rate | m3/h | 2016
Demo | SVM Pelt1 | B006 |  | 6.3.24.00 | Decentralised Emergency Lighting | Decentralised Emergency Lighting | 10 | 1 | Number | pcs | 2016
Demo | SVM Pelt1 | B006 |  | 5.6.10.05 | Pressure Steps Deaerator Heating | Pressure Steps Deaerator Heating | 1 | 15 | Diameter | mm | 2016
Demo | SVM Pelt1 | B006 |  | 5.3.21.00 | Electric Water Heater | Electric Water Heater | 1 | 15 | Content | L | 2017
Demo | SVM Pelt1 | B006 |  | 6.6.11.00 | Electrical Persons Elevator | Electrical Persons Elevator | 1 | 2 | Amount | # of stops | 2016
Demo | SVM Pelt1 | B006 |  | 5.7.31.00 | Extraction Unit | Extraction Unit | 1 | 6500 | Flow rate | m3/h | 2017
Demo | SVM Pelt1 | B006 |  | 5.7.31.00 | Extraction Unit | Extraction Unit | 1 | 7000 | Flow rate | m3/h | 2017
Demo | SVM Pelt1 | B006 |  | 5.7.31.00 | Extraction Unit | Extraction Unit | 1 | 3100 | Flow rate | m3/h | 2017
Demo | SVM Pelt1 | B006 |  | 5.7.31.00 | Extraction Unit | Extraction Unit | 1 | 5250 | Flow rate | m3/h | 2017
Demo | SVM Pelt1 | B006 |  | 6.5.35.00 | Gas Detection (CH4) | Gas Detection (CH4) | 1 | 2 | Amount | # of detectors | 2016
Demo | SVM Pelt1 | B006 |  | 6.5.35.00 | Gas Detection (CH4) | Gas Detection (CH4) | 2 | 2 | Amount | # of detectors | 2016
Demo | SVM Pelt1 | B006 |  | 5.6.10.00 | Closed Expansion Vessel Heating | Closed Expansion Vessel Heating | 1 | 600 | Content | L | 2016
Demo | SVM Pelt1 | B006 |  | 5.3.14.10 | Hydrophore pump | Hydrophore pump | 1 | 1 | Diameter | mm | 2016
Demo | SVM Pelt1 | B006 |  | 5.3.14.10 | Hydrophore pump | Hydrophore pump | 1 | 1 | Diameter | mm | 2016
Demo | SVM Pelt1 | B006 |  | 5.7.71.13 | Air Handling Unit (1 battery/Coarse + Fine Filter/ Heat Recuperation) | Air Handling Unit (1 battery/Coarse + Fine Filter/ Heat Recuperation) | 1 | 5250 | Flow rate | m3/h | 2017
Demo | SVM Pelt1 | B006 |  | 5.7.71.13 | Air Handling Unit (1 battery/Coarse + Fine Filter/ Heat Recuperation) | Air Handling Unit (1 battery/Coarse + Fine Filter/ Heat Recuperation) | 1 | 7600 | Flow rate | m3/h | 2017
Demo | SVM Pelt1 | B006 |  | 5.7.71.13 | Air Handling Unit (1 battery/Coarse + Fine Filter/ Heat Recuperation) | Air Handling Unit (1 battery/Coarse + Fine Filter/ Heat Recuperation) | 1 | 7150 | Flow rate | m3/h | 2017
Demo | SVM Pelt1 | B006 |  | 5.7.71.13 | Air Handling Unit (1 battery/Coarse + Fine Filter/ Heat Recuperation) | Air Handling Unit (1 battery/Coarse + Fine Filter/ Heat Recuperation) | 1 | 3200 | Flow rate | m3/h | 2017
Demo | SVM Pelt1 | B006 |  | 5.7.11.10 | Smoke Hatches - Smoke and Heat Extraction System | Smoke Hatches - Smoke and Heat Extraction System | 1 | 1 | Number | pcs | 2017
Demo | SVM Pelt1 | B006 |  | 5.7.70.20 | VAV | VAV | 1 | 2500 | Flow rate | m3/h | 2016
Demo | SVM Pelt1 | B006 |  | 6.1.51.10 | Distribution Board | Distribution Board | 1 | 39 | Amount | # of distributions | 2016
Demo | SVM Pelt1 | B006 |  | 6.1.51.10 | Distribution Board | Distribution Board | 1 | 21 | Amount | # of distributions | 2016
Demo | SVM Pelt1 | B006 |  | 6.1.51.10 | Distribution Board | Distribution Board | 1 | 31 | Amount | # of distributions | 2016
Demo | SVM Pelt1 | B006 |  | 6.1.51.10 | Distribution Board | Distribution Board | 1 | 42 | Amount | # of distributions | 2016
Demo | SVM Pelt1 | B006 |  | 6.1.51.10 | Distribution Board | Distribution Board | 1 | 47 | Amount | # of distributions | 2016
Demo | SVM Pelt1 | B006 |  | 6.1.51.10 | Distribution Board | Distribution Board | 1 | 3 | Amount | # of distributions | 2016
Demo | SVM Pelt1 | B006 |  | 6.1.51.10 | Distribution Board | Distribution Board | 1 | 29 | Amount | # of distributions | 2016
Demo | SVM Pelt1 | B006 |  | 6.1.51.10 | Distribution Board | Distribution Board | 1 | 20 | Amount | # of distributions | 2016
Demo | S&R Kortrijk | B007 |  | 6.1.51.00 | Main Distribution Board | Main Distribution Board | 1 | 30 | Amount | # of distributions | 2017
Demo | S&R Kortrijk | B007 |  | 5.7.21.15 | Axial Fan | Axial Fan | 2 | 2500 | Flow rate | m3/h | 2017
Demo | S&R Kortrijk | B007 |  | 6.5.11.00 | Fire Detection Central | Fire Detection Central | 1 | 4 | Amount | # of Zones | 2018
Demo | S&R Kortrijk | B007 |  | 5.7.70.90 | Fire Damper | Fire Damper | 1 | 1 | Number | pcs | 2018
Demo | S&R Kortrijk | B007 |  | 5.7.70.90 | Fire Damper | Fire Damper | 4 | 1 | Number | pcs | 2017
Demo | S&R Kortrijk | B007 |  | 5.5.30.85 | Buffer Vessel Ice Water | Buffer Vessel Ice Water | 1 | 300 | Content | L | 2018
Demo | S&R Kortrijk | B007 |  | 6.6.11.00 | Electrical Persons Elevator | Electrical Persons Elevator | 1 | 8 | Amount | # of stops | 2018
Demo | S&R Kortrijk | B007 |  | 6.6.11.00 | Electrical Persons Elevator | Electrical Persons Elevator | 1 | 8 | Amount | # of stops | 2018
Demo | S&R Kortrijk | B007 |  | 5.6.10.01 | Expansion Vessel with compressor Heating | Expansion Vessel with compressor Heating | 1 | 800 | Content | L | 2018
Demo | S&R Kortrijk | B007 |  | 5.7.31.00 | Extraction Unit | Extraction Unit | 1 | 32000 | Flow rate | m3/h | 2017
Demo | S&R Kortrijk | B007 |  | 5.7.31.00 | Extraction Unit | Extraction Unit | 1 | 10000 | Flow rate | m3/h | 2018
Demo | S&R Kortrijk | B007 |  | 5.7.31.00 | Extraction Unit | Extraction Unit | 1 | 4500 | Flow rate | m3/h | 2018
Demo | S&R Kortrijk | B007 |  | 5.7.31.00 | Extraction Unit | Extraction Unit | 1 | 5000 | Flow rate | m3/h | 2018
Demo | S&R Brugge | B008 |  | 6.3.24.00 | Decentralised Emergency Lighting | Decentralised Emergency Lighting | 138 | 1 | Number | pcs | 2014
Demo | S&R Brugge | B008 |  | 5.7.31.00 | Extraction Unit | Extraction Unit | 1 | 25000 | Flow rate | m3/h | 2014
Demo | S&R Brugge | B008 |  | 5.7.31.00 | Extraction Unit | Extraction Unit | 1 | 5500 | Flow rate | m3/h | 2014
Demo | S&R Brugge | B008 |  | 5.7.31.00 | Extraction Unit | Extraction Unit | 1 | 12500 | Flow rate | m3/h | 2014
Demo | S&R Brugge | B008 |  | 5.7.31.00 | Extraction Unit | Extraction Unit | 1 | 12500 | Flow rate | m3/h | 2014
Demo | S&R Brugge | B008 |  | 5.7.31.00 | Extraction Unit | Extraction Unit | 1 | 25000 | Flow rate | m3/h | 2014
Demo | S&R Brugge | B008 |  | 5.7.31.00 | Extraction Unit | Extraction Unit | 1 | 16000 | Flow rate | m3/h | 2014
Demo | S&R Brugge | B008 |  | 5.7.31.00 | Extraction Unit | Extraction Unit | 1 | 25000 | Flow rate | m3/h | 2014
Demo | S&R Brugge | B008 |  | 5.7.31.00 | Extraction Unit | Extraction Unit | 1 | 25000 | Flow rate | m3/h | 2014
Demo | S&R Brugge | B008 |  | 6.1.61.20 | Photovoltaic Cells | Photovoltaic Cells | 600 | 250 | Power | W | 2015
Demo | S&R Brugge | B008 |  | 6.5.35.00 | Gas Detection (CH4) | Gas Detection (CH4) | 1 | 2 | Amount | # of detectors | 2014
Demo | S&R Brugge | B008 |  | 5.1.21.20 | Gas Boiler | Gas Boiler | 1 | 750 | Power | kW | 2014
Demo | S&R Brugge | B008 |  | 5.1.21.20 | Gas Boiler | Gas Boiler | 1 | 750 | Power | kW | 2014
Demo | S&R Brugge | B008 |  | 5.3.20.01 | Closed Expansion Vessel HSW | Closed Expansion Vessel HSW | 1 | 600 | Content | L | 2014
Demo | S&R Zwevegem Bad | B009 |  | 6.5.35.00 | Gas Detection (CH4) | Gas Detection (CH4) | 1 | 2 | Amount | # of detectors | 2017
Demo | S&R Zwevegem Bad | B009 |  | 5.5.30.00 | Closed Expansion Vessel Cooling | Closed Expansion Vessel Cooling | 1 | 18 | Content | L | 2017
Demo | S&R Zwevegem Bad | B009 |  | 5.5.30.00 | Closed Expansion Vessel Cooling | Closed Expansion Vessel Cooling | 1 | 8 | Content | L | 2017
Demo | S&R Zwevegem Bad | B009 |  | 5.6.10.00 | Closed Expansion Vessel Heating | Closed Expansion Vessel Heating | 1 | 200 | Content | L | 2017
Demo | S&R Zwevegem Bad | B009 |  | 5.5.21.00 | Cooling Unit Scroll/Semi-Hermetic Compressor | Cooling Unit Scroll/Semi-Hermetic Compressor | 1 | 64 | Power | kW | 2017
Demo | S&R Zwevegem Bad | B009 |  | 5.7.61.20 | Air Curtain (Water) | Air Curtain (Water) | 1 | 2000 | Flow rate | m3/h | 2017
Demo | S&R Zwevegem Bad | B009 |  | 5.7.70.00 | Postheating Battery | Postheating Battery | 1 | 1 | Number | pcs | 2017
Demo | S&R Zwevegem Bad | B009 |  | 5.5.30.80 | Plate Heat Exchanger Cooling | Plate Heat Exchanger Cooling | 1 | 2 | Power | kW | 2017
Demo | S&R Zwevegem Bad | B009 |  | 5.7.71.12 | Air Handling Unit (1 battery/Filter Section/ Heat Recuperation) | Air Handling Unit (1 battery/Filter Section/ Heat Recuperation) | 1 | 19000 | Flow rate | m3/h | 2017
Demo | S&R Zwevegem Bad | B009 |  | 5.7.71.12 | Air Handling Unit (1 battery/Filter Section/ Heat Recuperation) | Air Handling Unit (1 battery/Filter Section/ Heat Recuperation) | 1 | 25000 | Flow rate | m3/h | 2017
Demo | S&R Zwevegem Bad | B009 |  | 5.7.71.12 | Air Handling Unit (1 battery/Filter Section/ Heat Recuperation) | Air Handling Unit (1 battery/Filter Section/ Heat Recuperation) | 1 | 4800 | Flow rate | m3/h | 2017
Demo | S&R Zwevegem Bad | B009 |  | 5.7.71.22 | Air Handling Unit (2 batteries (+/-)/Filter Section/ Heat Recuperation) | Air Handling Unit (2 batteries (+/-)/Filter Section/ Heat Recuperation) | 1 | 7900 | Flow rate | m3/h | 2017
Demo | S&R Kortrijk | B007 |  | 5.7.31.00 | Extraction Unit | Extraction Unit | 1 | 7400 | Flow rate | m3/h | 2017
Demo | S&R Kortrijk | B007 |  | 5.7.31.00 | Extraction Unit | Extraction Unit | 1 | 15000 | Flow rate | m3/h | 2017
Demo | S&R Kortrijk | B007 |  | 5.7.31.00 | Extraction Unit | Extraction Unit | 2 | 25000 | Flow rate | m3/h | 2017
Demo | S&R Kortrijk | B007 |  | 6.1.61.20 | Photovoltaic Cells | Photovoltaic Cells | 540 | 250 | Power | W | 2018
Demo | S&R Kortrijk | B007 |  | 5.5.30.00 | Closed Expansion Vessel Cooling | Closed Expansion Vessel Cooling | 1 | 18 | Content | L | 2016
Demo | S&R Kortrijk | B007 |  | 5.5.30.00 | Closed Expansion Vessel Cooling | Closed Expansion Vessel Cooling | 1 | 4 | Content | L | 2016
Demo | S&R Kortrijk | B007 |  | 5.6.10.00 | Closed Expansion Vessel Heating | Closed Expansion Vessel Heating | 1 | 400 | Content | L | 2017
Demo | S&R Kortrijk | B007 |  | 6.5.11.02 | Repetition Board | Repetition Board | 1 | 1 | Amount | # of repetitions | 2018
Demo | S&R Kortrijk | B007 |  | 6.1.41.01 | High Voltage Switch Gear | High Voltage Switch Gear | 1 | 250 | Power | kVA | 2018
Demo | S&R Kortrijk | B007 |  | 6.1.41.00 | High Voltage Transformator | High Voltage Transformator | 1 | 630 | Power | kVA | 2018
Demo | S&R Kortrijk | B007 |  | 5.6.10.30 | Inline Pump Heating | Inline Pump Heating | 2 | 60 | Diameter | mm | 2017
Demo | S&R Kortrijk | B007 |  | 5.5.21.00 | Cooling Unit Scroll/Semi-Hermetic Compressor | Cooling Unit Scroll/Semi-Hermetic Compressor | 1 | 64 | Power | kW | 2017
Demo | S&R Kortrijk | B007 |  | 6.1.61.21 | Inverter - Photovoltaic Cells | Inverter - Photovoltaic Cells | 6 | 17410 | Power | W | 2018
Demo | S&R Brugge | B008 |  | 6.5.11.07 | Fire Notifier | Fire Notifier | 77 | 40 | Amount | # of devices | 2014
Demo | S&R Brugge | B008 |  | 6.1.41.01 | High Voltage Switch Gear | High Voltage Switch Gear | 1 | 250 | Power | kVA | 2013
Demo | S&R Brugge | B008 |  | 6.1.41.00 | High Voltage Transformator | High Voltage Transformator | 1 | 630 | Power | kVA | 2013
Demo | S&R Brugge | B008 |  | 5.5.21.00 | Cooling Unit Scroll/Semi-Hermetic Compressor | Cooling Unit Scroll/Semi-Hermetic Compressor | 1 | 30 | Power | kW | 2014
Demo | S&R Brugge | B008 |  | 5.7.70.31 | Cross-flow heat exchanger | Cross-flow heat exchanger | 1 | 6000 | Power | kW | 2014
Demo | S&R Brugge | B008 |  | 5.7.70.31 | Cross-flow heat exchanger | Cross-flow heat exchanger | 1 | 15000 | Power | kW | 2014
Demo | S&R Brugge | B008 |  | 5.7.70.31 | Cross-flow heat exchanger | Cross-flow heat exchanger | 1 | 15000 | Power | kW | 2014
Demo | S&R Brugge | B008 |  | 5.7.70.31 | Cross-flow heat exchanger | Cross-flow heat exchanger | 1 | 15000 | Power | kW | 2014
Demo | S&R Brugge | B008 |  | 5.7.70.31 | Cross-flow heat exchanger | Cross-flow heat exchanger | 1 | 15000 | Power | kW | 2014
Demo | S&R Brugge | B008 |  | 5.5.21.20 | Air Cooled Condenser | Air Cooled Condenser | 1 | 2 | Power | kW | 2014
Demo | S&R Brugge | B008 |  | 5.7.71.12 | Air Handling Unit (1 battery/Filter Section/ Heat Recuperation) | Air Handling Unit (1 battery/Filter Section/ Heat Recuperation) | 1 | 3500 | Flow rate | m3/h | 2014
Demo | S&R Brugge | B008 |  | 5.7.71.12 | Air Handling Unit (1 battery/Filter Section/ Heat Recuperation) | Air Handling Unit (1 battery/Filter Section/ Heat Recuperation) | 1 | 3500 | Flow rate | m3/h | 2014
Demo | S&R Zwevegem Bad | B009 |  | 5.5.31.10 | Fan Coil Unit (2-pipes) Cooling | Fan Coil Unit (2-pipes) Cooling | 1 | 10 | Power | kW | 2017
Demo | S&R Zwevegem Bad | B009 |  | 5.5.31.10 | Fan Coil Unit (2-pipes) Cooling | Fan Coil Unit (2-pipes) Cooling | 1 | 10 | Power | kW | 2017
Demo | S&R Zwevegem Bad | B009 |  | 5.5.31.10 | Fan Coil Unit (2-pipes) Cooling | Fan Coil Unit (2-pipes) Cooling | 1 | 10 | Power | kW | 2017
Demo | S&R Zwevegem Bad | B009 |  | 5.5.31.10 | Fan Coil Unit (2-pipes) Cooling | Fan Coil Unit (2-pipes) Cooling | 4 | 10 | Power | kW | 2017
Demo | S&R Zwevegem Bad | B009 |  | 5.1.41.00 | Cogeneration (CHP unit) | Cogeneration (CHP unit) | 1 | 25 | Power | kW | 2019
Demo | S&R Kortrijk | B007 |  | 5.1.30.10 | Plate Heat Exchanger Heating | Plate Heat Exchanger Heating | 2 | 19 | Power | kW | 2017
Demo | S&R Kortrijk | B007 |  | 5.7.71.01 | Air Handling Unit (Coarse + Fine Filter/ 100% fresh Air) | Air Handling Unit (Coarse + Fine Filter/ 100% fresh Air) | 1 | 7600 | Flow rate | m3/h | 2017
Demo | S&R Kortrijk | B007 |  | 5.7.71.01 | Air Handling Unit (Coarse + Fine Filter/ 100% fresh Air) | Air Handling Unit (Coarse + Fine Filter/ 100% fresh Air) | 1 | 12105 | Flow rate | m3/h | 2018
Demo | S&R Kortrijk | B007 |  | 5.7.71.01 | Air Handling Unit (Coarse + Fine Filter/ 100% fresh Air) | Air Handling Unit (Coarse + Fine Filter/ 100% fresh Air) | 1 | 4600 | Flow rate | m3/h | 2018
Demo | S&R Kortrijk | B007 |  | 5.7.71.01 | Air Handling Unit (Coarse + Fine Filter/ 100% fresh Air) | Air Handling Unit (Coarse + Fine Filter/ 100% fresh Air) | 1 | 5000 | Flow rate | m3/h | 2018
Demo | S&R Kortrijk | B007 |  | 5.7.71.01 | Air Handling Unit (Coarse + Fine Filter/ 100% fresh Air) | Air Handling Unit (Coarse + Fine Filter/ 100% fresh Air) | 1 | 4000 | Flow rate | m3/h | 2018
Demo | S&R Kortrijk | B007 |  | 5.7.71.01 | Air Handling Unit (Coarse + Fine Filter/ 100% fresh Air) | Air Handling Unit (Coarse + Fine Filter/ 100% fresh Air) | 2 | 25000 | Flow rate | m3/h | 2017
Demo | S&R Kortrijk | B007 |  | 5.7.71.01 | Air Handling Unit (Coarse + Fine Filter/ 100% fresh Air) | Air Handling Unit (Coarse + Fine Filter/ 100% fresh Air) | 2 | 32000 | Flow rate | m3/h | 2017
Demo | S&R Kortrijk | B007 |  | 5.5.31.10 | Fan Coil Unit (2-pipes) Cooling | Fan Coil Unit (2-pipes) Cooling | 1 | 10 | Power | kW | 2017
Demo | S&R Kortrijk | B007 |  | 6.1.51.10 | Distribution Board | Distribution Board | 1 | 10 | Amount | # of distributions | 2017
Demo | S&R Kortrijk | B007 |  | 6.1.51.10 | Distribution Board | Distribution Board | 1 | 30 | Amount | # of distributions | 2017
Demo | S&R Brugge | B008 |  | 5.7.71.12 | Air Handling Unit (1 battery/Filter Section/ Heat Recuperation) | Air Handling Unit (1 battery/Filter Section/ Heat Recuperation) | 1 | 3500 | Flow rate | m3/h | 2014
Demo | S&R Brugge | B008 |  | 5.7.71.12 | Air Handling Unit (1 battery/Filter Section/ Heat Recuperation) | Air Handling Unit (1 battery/Filter Section/ Heat Recuperation) | 1 | 25000 | Flow rate | m3/h | 2014
Demo | S&R Brugge | B008 |  | 5.7.71.12 | Air Handling Unit (1 battery/Filter Section/ Heat Recuperation) | Air Handling Unit (1 battery/Filter Section/ Heat Recuperation) | 1 | 5500 | Flow rate | m3/h | 2014
Demo | S&R Brugge | B008 |  | 5.7.71.12 | Air Handling Unit (1 battery/Filter Section/ Heat Recuperation) | Air Handling Unit (1 battery/Filter Section/ Heat Recuperation) | 1 | 12500 | Flow rate | m3/h | 2014
Demo | S&R Brugge | B008 |  | 5.7.71.12 | Air Handling Unit (1 battery/Filter Section/ Heat Recuperation) | Air Handling Unit (1 battery/Filter Section/ Heat Recuperation) | 1 | 12500 | Flow rate | m3/h | 2014
Demo | S&R Brugge | B008 |  | 5.7.71.12 | Air Handling Unit (1 battery/Filter Section/ Heat Recuperation) | Air Handling Unit (1 battery/Filter Section/ Heat Recuperation) | 1 | 25000 | Flow rate | m3/h | 2014
Demo | S&R Brugge | B008 |  | 5.7.71.12 | Air Handling Unit (1 battery/Filter Section/ Heat Recuperation) | Air Handling Unit (1 battery/Filter Section/ Heat Recuperation) | 1 | 15800 | Flow rate | m3/h | 2014
Demo | S&R Brugge | B008 |  | 5.7.71.12 | Air Handling Unit (1 battery/Filter Section/ Heat Recuperation) | Air Handling Unit (1 battery/Filter Section/ Heat Recuperation) | 1 | 25000 | Flow rate | m3/h | 2014
Demo | S&R Brugge | B008 |  | 5.7.71.12 | Air Handling Unit (1 battery/Filter Section/ Heat Recuperation) | Air Handling Unit (1 battery/Filter Section/ Heat Recuperation) | 1 | 25000 | Flow rate | m3/h | 2014
Demo | S&R Brugge | B008 |  | 5.1.24.00 | Chimney (gas boiler) | Chimney (gas boiler) | 1 | 6 | Length | m1 | 2014
Demo | S&R Brugge | B008 |  | 5.1.24.00 | Chimney (gas boiler) | Chimney (gas boiler) | 1 | 6 | Length | m1 | 2014
Demo | S&R Kortrijk | B007 |  | 6.1.51.10 | Distribution Board | Distribution Board | 1 | 40 | Amount | # of distributions | 2018
Demo | S&R Kortrijk | B007 |  | 6.1.51.10 | Distribution Board | Distribution Board | 1 | 70 | Amount | # of distributions | 2018
Demo | S&R Kortrijk | B007 |  | 6.1.51.10 | Distribution Board | Distribution Board | 1 | 20 | Amount | # of distributions | 2017
Demo | S&R Brugge | B008 |  | 5.1.21.25 | Air Ventilated Gas Burner | Air Ventilated Gas Burner | 1 | 750 | Power | kW | 2014
Demo | S&R Brugge | B008 |  | 6.1.51.00 | Main Distribution Board | Main Distribution Board | 1 | 7 | Amount | # of distributions | 2014
Demo | S&R Brugge | B008 |  | 6.7.24.00 | Automatic Control (DDC) Primary | Automatic Control (DDC) Primary | 1 | 1 | Number | pcs | 2014
Demo | S&R Brugge | B008 |  | 5.8.11.10 | Control Panel | Control Panel | 1 | 10 | Amount | # of Circuits | 2014
Demo | S&R Brugge | B008 |  | 5.8.11.10 | Control Panel | Control Panel | 1 | 17 | Amount | # of Circuits | 2014
Demo | S&R Brugge | B008 |  | 6.5.11.00 | Fire Detection Central | Fire Detection Central | 1 | 4 | Amount | # of Zones | 2014
Demo | S&R Brugge | B008 |  | 5.6.10.10 | Circulation Pump Heating | Circulation Pump Heating | 1 | 34 | Diameter | mm | 2014
Demo | S&R Brugge | B008 |  | 5.6.10.10 | Circulation Pump Heating | Circulation Pump Heating | 2 | 73 | Diameter | mm | 2014
Demo | S&R Brugge | B008 |  | 5.6.10.10 | Circulation Pump Heating | Circulation Pump Heating | 6 | 26 | Diameter | mm | 2014
Demo | S&R Brugge | B008 |  | 6.3.24.00 | Decentralised Emergency Lighting | Decentralised Emergency Lighting | 38 | 1 | Number | pcs | 2014
Demo | S&R Brugge | B008 |  | 6.5.11.06 | Siren / Flash | Siren / Flash | 49 | 1 | Amount | # of devices | 2014
Demo | S&R Brugge | B008 |  | 5.6.32.02 | Fan Coil Unit (4-pipes) | Fan Coil Unit (4-pipes) | 3 | 10 | Power | kW | 2014
Demo | S&R Brugge | B008 |  | 5.6.32.02 | Fan Coil Unit (4-pipes) | Fan Coil Unit (4-pipes) | 5 | 10 | Power | kW | 2014
Demo | S&R Brugge | B008 |  | 6.1.51.10 | Distribution Board | Distribution Board | 1 | 14 | Amount | # of distributions | 2014
Demo | S&R Brugge | B008 |  | 6.1.51.10 | Distribution Board | Distribution Board | 1 | 20 | Amount | # of distributions | 2014
Demo | S&R Brugge | B008 |  | 6.1.51.10 | Distribution Board | Distribution Board | 1 | 34 | Amount | # of distributions | 2014
Demo | S&R Brugge | B008 |  | 6.1.51.10 | Distribution Board | Distribution Board | 1 | 36 | Amount | # of distributions | 2014
Demo | S&R Brugge | B008 |  | 6.1.51.10 | Distribution Board | Distribution Board | 1 | 38 | Amount | # of distributions | 2014
Demo | S&R Brugge | B008 |  | 6.1.51.10 | Distribution Board | Distribution Board | 1 | 41 | Amount | # of distributions | 2014
Demo | S&R Brugge | B008 |  | 6.1.51.10 | Distribution Board | Distribution Board | 1 | 42 | Amount | # of distributions | 2014
Demo | S&R Brugge | B008 |  | 6.1.51.10 | Distribution Board | Distribution Board | 1 | 52 | Amount | # of distributions | 2014
Demo | S&R Brugge | B008 |  | 5.5.12.31 | VRV / Multisplits (Internal Unit) - reversible | VRV / Multisplits (Internal Unit) - reversible | 1 | 15 | Power | kW | 2014
Demo | S&R Brugge | B008 |  | 5.5.12.00 | Heat Pump Air-Air (External Unit) | Heat Pump Air-Air (External Unit) | 1 | 8 | Power | kW | 2014
Demo | S&R Brugge | B008 |  | 5.5.12.00 | Heat Pump Air-Air (External Unit) | Heat Pump Air-Air (External Unit) | 1 | 5 | Power | kW | 2014
Demo | S&R Zwevegem Bad | B009 |  | 5.1.21.10 | Atmospheric Boiler | Atmospheric Boiler | 2 | 261 | Power | kW | 2017
Demo | S&R Zwevegem Bad | B009 |  | 5.7.21.15 | Axial Fan | Axial Fan | 1 | 2500 | Flow rate | m3/h | 2017
Demo | S&R Zwevegem Bad | B009 |  | 5.7.70.90 | Fire Damper | Fire Damper | 32 | 1 | Number | pcs | 2017
Demo | S&R Zwevegem Bad | B009 |  | 5.5.30.85 | Buffer Vessel Ice Water | Buffer Vessel Ice Water | 1 | 300 | Content | L | 2017
Demo | S&R Zwevegem Bad | B009 |  | 5.5.30.10 | Circulation Pump Cooling | Circulation Pump Cooling | 1 | 42 | Diameter | mm | 2017
Demo | S&R Zwevegem Bad | B009 |  | 5.6.10.10 | Circulation Pump Heating | Circulation Pump Heating | 2 | 73 | Diameter | mm | 2018
Demo | S&R Zwevegem Bad | B009 |  | 5.3.21.00 | Electric Water Heater | Electric Water Heater | 1 | 15 | Content | L | 2017
Demo | S&R Zwevegem Bad | B009 |  | 5.7.31.00 | Extraction Unit | Extraction Unit | 1 | 19000 | Flow rate | m3/h | 2017
Demo | S&R Zwevegem Bad | B009 |  | 5.7.31.00 | Extraction Unit | Extraction Unit | 1 | 25000 | Flow rate | m3/h | 2017
Demo | S&R Zwevegem Bad | B009 |  | 5.7.31.00 | Extraction Unit | Extraction Unit | 1 | 8000 | Flow rate | m3/h | 2017
Demo | S&R Zwevegem Bad | B009 |  | 5.7.31.00 | Extraction Unit | Extraction Unit | 1 | 5000 | Flow rate | m3/h | 2017
Demo | S&R Zwevegem Bad | B009 |  | 5.7.31.00 | Extraction Unit | Extraction Unit | 1 | 15000 | Flow rate | m3/h | 2017
Demo | S&R Zwevegem Speelpunt | B010 |  | 5.1.21.25 | Air Ventilated Gas Burner | Air Ventilated Gas Burner | 1 | 750 | Power | kW | 2000
Demo | S&R Zwevegem Speelpunt | B010 |  | 5.1.21.10 | Atmospheric Boiler | Atmospheric Boiler | 1 | 355 | Power | kW | 2018
Demo | S&R Zwevegem Speelpunt | B010 |  | 6.5.11.00 | Fire Detection Central | Fire Detection Central | 1 | 4 | Amount | # of Zones | 2018
Demo | S&R Zwevegem Speelpunt | B010 |  | 6.3.24.00 | Decentralised Emergency Lighting | Decentralised Emergency Lighting | 26 | 1 | Number | pcs | 2018
Demo | S&R Zwevegem Speelpunt | B010 |  | 6.3.24.00 | Decentralised Emergency Lighting | Decentralised Emergency Lighting | 69 | 1 | Number | pcs | 2018
Demo | S&R Zwevegem Speelpunt | B010 |  | 6.3.24.00 | Decentralised Emergency Lighting | Decentralised Emergency Lighting | 76 | 1 | Number | pcs | 2018
Demo | S&R Zwevegem Speelpunt | B010 |  | 6.6.11.00 | Electrical Persons Elevator | Electrical Persons Elevator | 1 | 4 | Amount | # of stops | 2018
Demo | S&R Zwevegem Speelpunt | B010 |  | 5.7.31.00 | Extraction Unit | Extraction Unit | 1 | 16500 | Flow rate | m3/h | 2018
Demo | S&R Zwevegem Speelpunt | B010 |  | 5.7.31.00 | Extraction Unit | Extraction Unit | 1 | 3500 | Flow rate | m3/h | 2014
Demo | Geel | B011 |  | 5.7.71.01 | Air Handling Unit (Coarse + Fine Filter/ 100% fresh Air) | Air Handling Unit (Coarse + Fine Filter/ 100% fresh Air) | 1 | 5500 | Flow rate | m3/h | 2012
Demo | Geel | B011 |  | 5.7.71.01 | Air Handling Unit (Coarse + Fine Filter/ 100% fresh Air) | Air Handling Unit (Coarse + Fine Filter/ 100% fresh Air) | 1 | 5000 | Flow rate | m3/h | 2012
Demo | Geel | B011 |  | 5.7.71.01 | Air Handling Unit (Coarse + Fine Filter/ 100% fresh Air) | Air Handling Unit (Coarse + Fine Filter/ 100% fresh Air) | 1 | 9900 | Flow rate | m3/h | 2012
Demo | Geel | B011 |  | 5.6.32.13 | Radiation panel | Radiation panel | 18 | 2500 | Power | W | 2012
Demo | Geel | B011 |  | 5.6.32.13 | Radiation panel | Radiation panel | 30 | 2500 | Power | W | 2012
Demo | Geel | B011 |  | 6.1.51.10 | Distribution Board | Distribution Board | 1 | 9 | Amount | # of distributions | 2012
Demo | Geel | B011 |  | 6.1.51.10 | Distribution Board | Distribution Board | 1 | 33 | Amount | # of distributions | 2012
Demo | Geel | B011 |  | 5.5.12.31 | VRV / Multisplits (Internal Unit) - reversible | VRV / Multisplits (Internal Unit) - reversible | 1 | 40 | Power | kW | 2019
Demo | Geel | B011 |  | 5.5.12.31 | VRV / Multisplits (Internal Unit) - reversible | VRV / Multisplits (Internal Unit) - reversible | 1 | 45 | Power | kW | 2018
Demo | Geel | B011 |  | 5.5.12.02 | Heat Pump Air-Air (Internal&External Unit) | Heat Pump Air-Air (Internal&External Unit) | 1 | 8 | Power | kW | 2012
Demo | Geel | B011 |  | 5.5.12.02 | Heat Pump Air-Air (Internal&External Unit) | Heat Pump Air-Air (Internal&External Unit) | 1 | 10 | Power | kW | 2012
Demo | Geel | B011 |  | 5.5.12.02 | Heat Pump Air-Air (Internal&External Unit) | Heat Pump Air-Air (Internal&External Unit) | 1 | 2 | Power | kW | 2016
Demo | Kasterlinden_Internaat-Koeling | B012 |  | 5.1.21.01 | Wallmounted Condensating Gas Boiler | Wallmounted Condensating Gas Boiler | 1 | 45 | Power | kW | 2018
Demo | Kasterlinden_Internaat-Koeling | B012 |  | 6.3.24.00 | Decentralised Emergency Lighting | Decentralised Emergency Lighting | 1 | 1 | Number | pcs | 2018
Demo | Kasterlinden_Internaat-Koeling | B012 |  | 5.7.71.02 | Air Handling Unit (Filter Section/ Heat Recuperation) | Air Handling Unit (Filter Section/ Heat Recuperation) | 2 | 15000 | Flow rate | m3/h | 2018
Demo | Kasterlinden_Internaat-Koeling | B012 |  | 6.1.51.10 | Distribution Board | Distribution Board | 1 | 50 | Amount | # of distributions | 2018
Demo | Kasterlinden_Internaat-Koeling | B012 |  | 5.5.12.01 | Heat Pump Air-Air (Internal Unit) | Heat Pump Air-Air (Internal Unit) | 3 | 10 | Power | kW | 2018
Demo | Kasterlinden_Internaat-Koeling | B012 |  | 5.5.12.01 | Heat Pump Air-Air (Internal Unit) | Heat Pump Air-Air (Internal Unit) | 17 | 10 | Power | kW | 2018
Demo | Kasterlinden_Internaat-Koeling | B012 |  | 5.5.12.00 | Heat Pump Air-Air (External Unit) | Heat Pump Air-Air (External Unit) | 1 | 8 | Power | kW | 2018
Demo | Kasterlinden_Internaat-Koeling | B012 |  | 5.5.12.00 | Heat Pump Air-Air (External Unit) | Heat Pump Air-Air (External Unit) | 2 | 10 | Power | kW | 2018
Demo | Kasterlinden_Internaat-Koeling | B012 |  | 5.3.52.00 | Water Softener | Water Softener | 1 | 1 | Amount | # of devices | 2018
Demo | Kasterlinden_Internaat-Koeling | B012 |  | 5.3.22.31 | Solar Boiler Storage Tank (HSW) | Solar Boiler Storage Tank (HSW) | 2 | 500 | Content | L | 2018
Demo | Kasterlinden_Internaat-Koeling | B012 |  | 5.3.22.30 | Solar Panels (HSW) | Solar Panels (HSW) | 6 | 2 | Area | m2 | 2018
Demo | S&R Pelt | B013 |  | 5.8.11.10 | Control Panel | Control Panel | 1 | 20 | Amount | # of Circuits | 2011
Demo | S&R Pelt | B013 |  | 6.5.11.00 | Fire Detection Central | Fire Detection Central | 1 | 8 | Amount | # of Zones | 2011
Demo | S&R Pelt | B013 |  | 5.5.30.10 | Circulation Pump Cooling | Circulation Pump Cooling | 1 | 42 | Diameter | mm | 2011
Demo | S&R Pelt | B013 |  | 5.6.10.10 | Circulation Pump Heating | Circulation Pump Heating | 1 | 50 | Diameter | mm | 2011
Demo | S&R Pelt | B013 |  | 5.6.10.10 | Circulation Pump Heating | Circulation Pump Heating | 1 | 34 | Diameter | mm | 2011
Demo | S&R Pelt | B013 |  | 5.6.10.10 | Circulation Pump Heating | Circulation Pump Heating | 1 | 34 | Diameter | mm | 2011
Demo | S&R Pelt | B013 |  | 6.3.24.00 | Decentralised Emergency Lighting | Decentralised Emergency Lighting | 8 | 1 | Number | pcs | 2011
Demo | S&R Pelt | B013 |  | 6.3.24.00 | Decentralised Emergency Lighting | Decentralised Emergency Lighting | 9 | 1 | Number | pcs | 2011
Demo | S&R Pelt | B013 |  | 5.7.31.00 | Extraction Unit | Extraction Unit | 1 | 5500 | Flow rate | m3/h | 2011
Demo | S&R Pelt | B013 |  | 5.7.31.00 | Extraction Unit | Extraction Unit | 1 | 16000 | Flow rate | m3/h | 2011
Demo | S&R Pelt | B013 |  | 5.6.10.71 | Motorised 3-way Valve Heating | Motorised 3-way Valve Heating | 1 | 34 | Diameter | mm | 2011
Demo | S&R Pelt | B013 |  | 5.6.10.71 | Motorised 3-way Valve Heating | Motorised 3-way Valve Heating | 1 | 34 | Diameter | mm | 2011
Demo | S&R Pelt | B013 |  | 5.6.10.71 | Motorised 3-way Valve Heating | Motorised 3-way Valve Heating | 1 | 34 | Diameter | mm | 2020
Demo | S&R Pelt | B013 |  | 5.6.10.71 | Motorised 3-way Valve Heating | Motorised 3-way Valve Heating | 2 | 34 | Diameter | mm | 2011
Demo | S&R Zwevegem Speelpunt | B010 |  | 5.7.31.00 | Extraction Unit | Extraction Unit | 1 | 15000 | Flow rate | m3/h | 1990
Demo | S&R Zwevegem Speelpunt | B010 |  | 5.7.31.00 | Extraction Unit | Extraction Unit | 1 | 11000 | Flow rate | m3/h | 2005
Demo | S&R Zwevegem Speelpunt | B010 |  | 5.7.31.00 | Extraction Unit | Extraction Unit | 1 | 4000 | Flow rate | m3/h | 2005
Demo | S&R Zwevegem Speelpunt | B010 |  | 5.1.21.20 | Gas Boiler | Gas Boiler | 1 | 355 | Power | kW | 2000
Demo | S&R Zwevegem Speelpunt | B010 |  | 6.1.41.01 | High Voltage Switch Gear | High Voltage Switch Gear | 2 | 250 | Power | kVA | 2018
Demo | S&R Zwevegem Speelpunt | B010 |  | 6.1.41.00 | High Voltage Transformator | High Voltage Transformator | 2 | 250 | Power | kVA | 2003
Demo | S&R Zwevegem Speelpunt | B010 |  | 6.6.12.00 | Hydraulic Persons Elevator | Hydraulic Persons Elevator | 1 | 3 | Amount | # of stops | 1990
Demo | S&R Zwevegem Speelpunt | B010 |  | 5.7.71.10 | Air Handling Unit (1 battery/Filter section/ 100% fresh Air) | Air Handling Unit (1 battery/Filter section/ 100% fresh Air) | 1 | 15000 | Flow rate | m3/h | 1990
Demo | S&R Zwevegem Speelpunt | B010 |  | 5.7.71.12 | Air Handling Unit (1 battery/Filter Section/ Heat Recuperation) | Air Handling Unit (1 battery/Filter Section/ Heat Recuperation) | 1 | 11000 | Flow rate | m3/h | 2005
Demo | S&R Zwevegem Speelpunt | B010 |  | 5.7.71.12 | Air Handling Unit (1 battery/Filter Section/ Heat Recuperation) | Air Handling Unit (1 battery/Filter Section/ Heat Recuperation) | 1 | 3500 | Flow rate | m3/h | 2014
Demo | S&R Zwevegem Speelpunt | B010 |  | 5.7.71.12 | Air Handling Unit (1 battery/Filter Section/ Heat Recuperation) | Air Handling Unit (1 battery/Filter Section/ Heat Recuperation) | 1 | 16500 | Flow rate | m3/h | 2018
Demo | S&R Zwevegem Speelpunt | B010 |  | 6.1.51.10 | Distribution Board | Distribution Board | 1 | 30 | Amount | # of distributions | 2018
Demo | Geel | B011 |  | 5.6.10.10 | Circulation Pump Heating | Circulation Pump Heating | 4 | 25 | Diameter | mm | 2010
Demo | Geel | B011 |  | 5.1.21.21 | Condensating Gas Boiler | Condensating Gas Boiler | 2 | 261 | Power | kW | 2011
Demo | Geel | B011 |  | 5.7.31.10 | Roof Extraction Unit | Roof Extraction Unit | 1 | 1500 | Flow rate | m3/h | 1998
Demo | Geel | B011 |  | 5.7.31.10 | Roof Extraction Unit | Roof Extraction Unit | 1 | 1500 | Flow rate | m3/h | 2012
Demo | Geel | B011 |  | 5.3.21.00 | Electric Water Heater | Electric Water Heater | 5 | 10 | Content | L | 2012
Demo | Geel | B011 |  | 5.7.31.00 | Extraction Unit | Extraction Unit | 1 | 3500 | Flow rate | m3/h | 2012
Demo | Geel | B011 |  | 5.7.31.00 | Extraction Unit | Extraction Unit | 1 | 5500 | Flow rate | m3/h | 2012
Demo | Geel | B011 |  | 5.7.31.00 | Extraction Unit | Extraction Unit | 1 | 5000 | Flow rate | m3/h | 2012
Demo | Geel | B011 |  | 5.7.31.00 | Extraction Unit | Extraction Unit | 1 | 9900 | Flow rate | m3/h | 2012
Demo | Geel | B011 |  | 5.7.70.80 | Frequency controller fan (pulsation) | Frequency controller fan (pulsation) | 4 | 4000 | Power | W | 2012
Demo | Geel | B011 |  | 6.5.35.00 | Gas Detection (CH4) | Gas Detection (CH4) | 1 | 1 | Amount | # of detectors | 2011
Demo | Geel | B011 |  | 6.5.35.00 | Gas Detection (CH4) | Gas Detection (CH4) | 11 | 1 | Amount | # of detectors | 2011
Demo | Geel | B011 |  | 5.1.11.00 | Gasfired Air Heater | Gasfired Air Heater | 2 | 8 | Power | kW | 2012
Demo | Geel | B011 |  | 5.1.11.00 | Gasfired Air Heater | Gasfired Air Heater | 11 | 165 | Power | kW | 2011
Demo | S&R Pelt | B013 |  | 6.5.11.07 | Fire Notifier | Fire Notifier | 8 | 40 | Amount | # of devices | 2011
Demo | S&R Pelt | B013 |  | 5.7.70.31 | Cross-flow heat exchanger | Cross-flow heat exchanger | 1 | 15000 | Power | kW | 2011
Demo | S&R Pelt | B013 |  | 5.1.30.10 | Plate Heat Exchanger Heating | Plate Heat Exchanger Heating | 1 | 20 | Power | kW | 2011
Demo | S&R Pelt | B013 |  | 6.6.14.00 | Platform Lift/ Lifting Platform | Platform Lift/ Lifting Platform | 1 | 15000 | Weight | Allowed mass (kg) | 2011
Demo | S&R Pelt | B013 |  | 5.7.71.12 | Air Handling Unit (1 battery/Filter Section/ Heat Recuperation) | Air Handling Unit (1 battery/Filter Section/ Heat Recuperation) | 1 | 300 | Flow rate | m3/h | 2011
Demo | S&R Pelt | B013 |  | 5.7.71.12 | Air Handling Unit (1 battery/Filter Section/ Heat Recuperation) | Air Handling Unit (1 battery/Filter Section/ Heat Recuperation) | 1 | 5500 | Flow rate | m3/h | 2011
Demo | S&R Pelt | B013 |  | 5.7.71.12 | Air Handling Unit (1 battery/Filter Section/ Heat Recuperation) | Air Handling Unit (1 battery/Filter Section/ Heat Recuperation) | 1 | 15800 | Flow rate | m3/h | 2011
Demo | S&R Pelt | B013 |  | 6.5.11.06 | Siren / Flash | Siren / Flash | 4 | 1 | Amount | # of devices | 2011
Demo | S&R Pelt | B013 |  | 6.1.51.10 | Distribution Board | Distribution Board | 1 | 3 | Amount | # of distributions | 2011
Demo | S&R Pelt | B013 |  | 5.5.12.00 | Heat Pump Air-Air (External Unit) | Heat Pump Air-Air (External Unit) | 1 | 4 | Power | kW | 2015
Demo | S&R Pelt | B013 |  | 5.7.70.30 | Heat Recovery Wheel | Heat Recovery Wheel | 1 | 15000 | Flow rate | m3/h | 2011
Demo | S&R Zwevegem Speelpunt | B010 |  | 6.1.51.10 | Distribution Board | Distribution Board | 1 | 33 | Amount | # of distributions | 2018
Demo | S&R Zwevegem Speelpunt | B010 |  | 6.1.51.10 | Distribution Board | Distribution Board | 1 | 45 | Amount | # of distributions | 2018
Demo | S&R Zwevegem Speelpunt | B010 |  | 6.1.51.10 | Distribution Board | Distribution Board | 1 | 52 | Amount | # of distributions | 2018
Demo | Geel | B011 |  | 6.5.11.00 | Fire Detection Central | Fire Detection Central | 1 | 4 | Amount | # of Zones | 2010
Demo | Geel | B011 |  | 5.7.70.90 | Fire Damper | Fire Damper | 1 | 1 | Number | pcs | 2012
Demo | Geel | B011 |  | 5.3.34.30 | Buffer Tank | Buffer Tank | 1 | 500 | Content | L | 2012
Demo | Geel | B011 |  | 5.6.10.10 | Circulation Pump Heating | Circulation Pump Heating | 1 | 25 | Diameter | mm | 2010
Demo | Geel | B011 |  | 5.6.10.10 | Circulation Pump Heating | Circulation Pump Heating | 1 | 50 | Diameter | mm | 2013
Demo | Geel | B011 |  | 5.6.10.10 | Circulation Pump Heating | Circulation Pump Heating | 1 | 50 | Diameter | mm | 2012
Demo | Geel | B011 |  | 5.6.10.10 | Circulation Pump Heating | Circulation Pump Heating | 1 | 25 | Diameter | mm | 2012
Demo | Geel | B011 |  | 5.6.10.10 | Circulation Pump Heating | Circulation Pump Heating | 1 | 25 | Diameter | mm | 2012
Demo | Geel | B011 |  | 5.6.10.10 | Circulation Pump Heating | Circulation Pump Heating | 2 | 25 | Diameter | mm | 2012
Demo | Geel | B011 |  | 5.6.10.10 | Circulation Pump Heating | Circulation Pump Heating | 2 | 25 | Diameter | mm | 2012
Demo | Geel | B011 |  | 5.3.20.01 | Closed Expansion Vessel HSW | Closed Expansion Vessel HSW | 1 | 30 | Content | L | 2012
Demo | Geel | B011 |  | 5.6.10.00 | Closed Expansion Vessel Heating | Closed Expansion Vessel Heating | 1 | 80 | Content | L | 2012
Demo | Geel | B011 |  | 5.6.10.00 | Closed Expansion Vessel Heating | Closed Expansion Vessel Heating | 1 | 300 | Content | L | 2011
Demo | Geel | B011 |  | 5.6.10.00 | Closed Expansion Vessel Heating | Closed Expansion Vessel Heating | 1 | 20 | Content | L | 2012
Demo | Geel | B011 |  | 5.3.14.10 | Hydrophore pump | Hydrophore pump | 1 | 1 | Diameter | mm | 2019
Demo | Geel | B011 |  | 5.2.16.00 | Cellar Pump (Sump pump) | Cellar Pump (Sump pump) | 1 | 48 | Diameter | mm | 2012
Demo | Geel | B011 |  | 5.2.16.00 | Cellar Pump (Sump pump) | Cellar Pump (Sump pump) | 1 | 48 | Diameter | mm | 2022
Demo | Geel | B011 |  | 5.2.16.00 | Cellar Pump (Sump pump) | Cellar Pump (Sump pump) | 2 | 48 | Diameter | mm | 2012
Demo | Geel | B011 |  | 5.7.70.70 | Air Ducts | Air Ducts | 91 | 4 | Length | m1 | 2012
Demo | Geel | B011 |  | 5.7.61.10 | Air Heater (Water) | Air Heater (Water) | 2 | 12 | Power | kW | 2012
Demo | Geel | B011 |  | 5.7.61.10 | Air Heater (Water) | Air Heater (Water) | 4 | 12 | Power | kW | 2012
Demo | Geel | B011 |  | 5.7.70.00 | Postheating Battery | Postheating Battery | 1 | 1 | Number | pcs | 2012
Demo | Geel | B011 |  | 5.7.71.01 | Air Handling Unit (Coarse + Fine Filter/ 100% fresh Air) | Air Handling Unit (Coarse + Fine Filter/ 100% fresh Air) | 1 | 3500 | Flow rate | m3/h | 2012
Demo | Geel | B011 |  | 5.5.12.02 | Heat Pump Air-Air (Internal&External Unit) | Heat Pump Air-Air (Internal&External Unit) | 4 | 10 | Power | kW | 2013
Demo | Geel | B011 |  | 5.5.12.02 | Heat Pump Air-Air (Internal&External Unit) | Heat Pump Air-Air (Internal&External Unit) | 12 | 2 | Power | kW | 2018
Demo | Geel | B011 |  | 5.5.12.02 | Heat Pump Air-Air (Internal&External Unit) | Heat Pump Air-Air (Internal&External Unit) | 12 | 10 | Power | kW | 2018
Demo | Geel | B011 |  | 5.5.12.02 | Heat Pump Air-Air (Internal&External Unit) | Heat Pump Air-Air (Internal&External Unit) | 1 | 11 | Power | kW | 2016
Demo | Geel | B011 |  | 5.5.12.02 | Heat Pump Air-Air (Internal&External Unit) | Heat Pump Air-Air (Internal&External Unit) | 1 | 34 | Power | kW | 2020
Demo | Geel | B011 |  | 5.5.12.02 | Heat Pump Air-Air (Internal&External Unit) | Heat Pump Air-Air (Internal&External Unit) | 1 | 8 | Power | kW | 2012
Demo | Geel | B011 |  | 5.5.12.02 | Heat Pump Air-Air (Internal&External Unit) | Heat Pump Air-Air (Internal&External Unit) | 6 | 8 | Power | kW | 2012
Demo | Geel | B011 |  | 5.1.30.00 | Tube Heat Exchanger Heating | Tube Heat Exchanger Heating | 3 | 3000 | Power | kW | 2012
Demo | Geel | B011 |  | 5.3.22.31 | Solar Boiler Storage Tank (HSW) | Solar Boiler Storage Tank (HSW) | 2 | 750 | Content | L | 2012
Demo | Geel | B011 |  | 5.1.52.00 | Sun Collector (Heating) | Sun Collector (Heating) | 4 | 2 | Area | m2 | 2012
Demo | Kasterlinden_Internaat-Koeling | B012 |  | 6.1.51.00 | Main Distribution Board | Main Distribution Board | 1 | 16 | Amount | # of distributions | 2018
Demo | Kasterlinden_Internaat-Koeling | B012 |  | 6.5.11.00 | Fire Detection Central | Fire Detection Central | 1 | 4 | Amount | # of Zones | 2018
Demo | Kasterlinden_Internaat-Koeling | B012 |  | 5.3.20.00 | Circulator HSW | Circulator HSW | 1 | 34 | Diameter | mm | 2018