## Asset_Inventory
Customer Name | Site | Building | VMA_Code | Asset Code | Asset Type | Customer Description | Quantity | Element Value | Property Code | Technical Size Unit | Construction Year | Actual Condition | Required Condition | Size Percentage | Priority | Criticality (REMEX) | PV_Default | Build.Mult
Sportcentrum_H-2B | Sportcentrum Herent | Sporthal | Sportcentrum_H-2B-1 | 5.6.32.02 | ATMOS. GASKETEL + SCHOUW (800/805/810/815/820/825/830/835/840) | ATMOS. GASKETEL + SCHOUW (800/805/810/815/820/825/830/835/840) | 2 | 480 | Power | kW | 2021 | 0 | 9 | 0 | 0 | 0 | Yes | 1
Sportcentrum_H-2B | Sportcentrum Herent | Sporthal | Sportcentrum_H-2B-2 | 5.1.13.10 | OPENHAARD SCHOUW (100) | OPENHAARD SCHOUW (100) | 1 | 1 | Number | pcs | 2021 | 0 | 9 | 0 | 0 | 0 | No | 1
Sportcentrum_H-2B | Sportcentrum Herent | Sporthal | Sportcentrum_H-2B-3 | 5.3.20.00 | CIRCULATOR (2500) | CIRCULATOR (2500) | 1 | 25 | Diameter | mm | 2021 | 0 | 9 | 0 | 0 | 0 | Yes | 1
Sportcentrum_H-2B | Sportcentrum Herent | Sporthal | Sportcentrum_H-2B-4 | 5.3.20.00 | CIRCULATOR (2500) | CIRCULATOR (2500) | 1 | 25 | Diameter | mm | 2021 | 0 | 9 | 0 | 0 | 0 | Yes | 1
Sportcentrum_H-2B | Sportcentrum Herent | Sporthal | Sportcentrum_H-2B-5 | 6.7.14.15 | INDIVID. VERWARMINGSREGELING (5100) | INDIVID. VERWARMINGSREGELING (5100) | 1 | 1 | Number | pcs | 2021 | 0 | 9 | 0 | 0 | 0 | No | 1
Sportcentrum_H-2B | Sportcentrum Herent | Sporthal | Sportcentrum_H-2B-6 | 5.3.20.01 | STAT. EXPANSIEVAT (2100) | STAT. EXPANSIEVAT (2100) | 1 | 25 | Content | L | 2021 | 0 | 9 | 0 | 0 | 0 | Yes | 1
Sportcentrum_H-2B | Sportcentrum Herent | Sporthal | Sportcentrum_H-2B-7 | 5.6.10.85 | BUFFERVAT (2810) | BUFFERVAT (2810) | 1 | 70 | Content | L | 2021 | 0 | 9 | 0 | 0 | 0 | Yes | 1
Sportcentrum_H-2B | Sportcentrum Herent | Sporthal | Sportcentrum_H-2B-8 | 5.6.10.85 | BUFFERVAT (2810) | BUFFERVAT (2810) | 1 | 70 | Content | L | 2021 | 0 | 9 | 0 | 0 | 0 | Yes | 1
Sportcentrum_H-2B | Sportcentrum Herent | Sporthal | Sportcentrum_H-2B-9 | 5.2.16.10 | WATERPOMP (2505/2600/2610/2620) | WATERPOMP (2505/2600/2610/2620) | 1 | 150 | Flow rate | m3/h | 2021 | 0 | 9 | 0 | 0 | 0 | Yes | 1
Sportcentrum_H-2B | Sportcentrum Herent | Sporthal | Sportcentrum_H-2B-10 | 5.3.20.00 | CIRCULATOR (2500) | CIRCULATOR (2500) | 1 | 25 | Diameter | mm | 2021 | 0 | 9 | 0 | 0 | 0 | Yes | 1
Sportcentrum_H-2B | Sportcentrum Herent | Sporthal | Sportcentrum_H-2B-11 | 5.3.20.00 | CIRCULATOR (2500) | CIRCULATOR (2500) | 1 | 25 | Diameter | mm | 2021 | 0 | 9 | 0 | 0 | 0 | Yes | 1
Sportcentrum_H-2B | Sportcentrum Herent | Sporthal | Sportcentrum_H-2B-12 | 5.3.20.00 | CIRCULATOR (2500) | CIRCULATOR (2500) | 1 | 25 | Diameter | mm | 2021 | 0 | 9 | 0 | 0 | 0 | Yes | 1
Sportcentrum_H-2B | Sportcentrum Herent | Sporthal | Sportcentrum_H-2B-13 | 5.6.10.71 | GEMOTORIS. KRAAN 3V (5110) | GEMOTORIS. KRAAN 3V (5110) | 3 | 1 | Number | pcs | 2021 | 0 | 9 | 0 | 0 | 0 | No | 1
Sportcentrum_H-2B | Sportcentrum Herent | Sporthal | Sportcentrum_H-2B-14 | 5.6.10.71 | GEMOTORIS. KRAAN 3V (5110) | GEMOTORIS. KRAAN 3V (5110) | 5 | 1 | Number | pcs | 2021 | 0 | 9 | 0 | 0 | 0 | No | 1
Sportcentrum_H-2B | Sportcentrum Herent | Sporthal | Sportcentrum_H-2B-15 | 5.5.30.92 | TRACING (9025) | TRACING (9025) | 1 | 100 | Length | m1 | 2021 | 0 | 9 | 0 | 0 | 0 | Yes | 1
Sportcentrum_H-2B | Sportcentrum Herent | Sporthal | Sportcentrum_H-2B-16 | 6.1.51.12 | ELECTR. BORD HVAC (5000/5010) | ELECTR. BORD HVAC (5000/5010) | 1 | 20 | Amount | # of Circuits | 2021 | 0 | 9 | 0 | 0 | 0 | Yes | 1
Sportcentrum_H-2B | Sportcentrum Herent | Sporthal | Sportcentrum_H-2B-17 | 5.6.11.00 | RADIATOR (3000) | RADIATOR (3000) | 1 | 250 | Power | kW | 2021 | 0 | 9 | 0 | 0 | 0 | Yes | 1
Sportcentrum_H-2B | Sportcentrum Herent | Sporthal | Sportcentrum_H-2B-18 | 6.1.11.04 | ZONE BATTERIJ (3820) | ZONE BATTERIJ (3820) | 1 | 1 | Number | pcs | 2021 | 0 | 9 | 0 | 0 | 0 | No | 1
Sportcentrum_H-2B | Sportcentrum Herent | Sporthal | Sportcentrum_H-2B-19 | 6.1.11.04 | ZONE BATTERIJ (3820) | ZONE BATTERIJ (3820) | 1 | 1 | Number | pcs | 2021 | 0 | 9 | 0 | 0 | 0 | No | 1
Sportcentrum_H-2B | Sportcentrum Herent | Sporthal | Sportcentrum_H-2B-20 | 6.1.11.04 | ZONE BATTERIJ (3820) | ZONE BATTERIJ (3820) | 1 | 1 | Number | pcs | 2021 | 0 | 9 | 0 | 0 | 0 | No | 1
Sportcentrum_H-2B | Sportcentrum Herent | Sporthal | Sportcentrum_H-2B-21 | 6.1.11.04 | ZONE BATTERIJ (3820) | ZONE BATTERIJ (3820) | 1 | 1 | Number | pcs | 2021 | 0 | 9 | 0 | 0 | 0 | No | 1
Sportcentrum_H-2B | Sportcentrum Herent | Sporthal | Sportcentrum_H-2B-22 | 5.5.12.50 | ONTSPANNINGDOOS ZONDER BATT. (Luchtregelklep) (3800) | ONTSPANNINGDOOS ZONDER BATT. (Luchtregelklep) (3800) | 8 | 5000 | Flow rate | m3/h | 2021 | 0 | 9 | 0 | 0 | 0 | Yes | 1
Sportcentrum_H-2B | Sportcentrum Herent | Sporthal | Sportcentrum_H-2B-23 | 5.7.71.91 | PG 2 BATT. ZONDER BEVOCHTIGER (6000/6010/6020) | PG 2 BATT. ZONDER BEVOCHTIGER (6000/6010/6020) | 1 | 1 | Number | pcs | 2021 | 0 | 9 | 0 | 0 | 0 | No | 1
Sportcentrum_H-2B | Sportcentrum Herent | Sporthal | Sportcentrum_H-2B-24 | 5.7.71.82 | EG MET MENGING, WARMTERECUP. EN FILTERS (6660/6670/6680/6690) | EG MET MENGING WARMTERECUP. EN FILTERS (6660/6670/6680/6690) | 1 | 25000 | Flow rate | m3/h | 2021 | 0 | 9 | 0 | 0 | 0 | Yes | 1
Sportcentrum_H-2B | Sportcentrum Herent | Sporthal | Sportcentrum_H-2B-25 | 5.8.11.20 | FREKWENTIEREGELAAR (6430) | FREKWENTIEREGELAAR (6430) | 2 | 1000 | Power | kW | 2021 | 0 | 9 | 0 | 0 | 0 | Yes | 1
Sportcentrum_H-2B | Sportcentrum Herent | Sporthal | Sportcentrum_H-2B-26 | 5.7.71.95 | PG 1 VERWARMINGSBATT. + LUCHTFILTER F7 (6230/6240/6250/6260) | PG 1 VERWARMINGSBATT. + LUCHTFILTER F7 (6230/6240/6250/6260) | 1 | 30000 | Flow rate | m3/h | 2021 | 0 | 9 | 0 | 0 | 0 | Yes | 1
Sportcentrum_H-2B | Sportcentrum Herent | Sporthal | Sportcentrum_H-2B-27 | 5.7.71.82 | EG MET MENGING, WARMTERECUP. EN FILTERS (6660/6670/6680/6690) | EG MET MENGING WARMTERECUP. EN FILTERS (6660/6670/6680/6690) | 1 | 25000 | Flow rate | m3/h | 2021 | 0 | 9 | 0 | 0 | 0 | Yes | 1
Sportcentrum_H-2B | Sportcentrum Herent | Sporthal | Sportcentrum_H-2B-28 | 5.7.71.95 | PG 1 VERWARMINGSBATT. + LUCHTFILTER F7 (6230/6240/6250/6260) | PG 1 VERWARMINGSBATT. + LUCHTFILTER F7 (6230/6240/6250/6260) | 1 | 30000 | Flow rate | m3/h | 2021 | 0 | 9 | 0 | 0 | 0 | Yes | 1
Sportcentrum_H-2B | Sportcentrum Herent | Sporthal | Sportcentrum_H-2B-29 | 5.7.71.82 | EG MET MENGING, WARMTERECUP. EN FILTERS (6660/6670/6680/6690) | EG MET MENGING WARMTERECUP. EN FILTERS (6660/6670/6680/6690) | 1 | 25000 | Flow rate | m3/h | 2021 | 0 | 9 | 0 | 0 | 0 | Yes | 1
Sportcentrum_H-2B | Sportcentrum Herent | Sporthal | Sportcentrum_H-2B-30 | 5.8.11.20 | FREKWENTIEREGELAAR (6430) | FREKWENTIEREGELAAR (6430) | 2 | 1000 | Power | kW | 2021 | 0 | 9 | 0 | 0 | 0 | Yes | 1
Sportcentrum_H-2B | Sportcentrum Herent | Sporthal | Sportcentrum_H-2B-31 | 5.7.70.90 | GEMOTORISEERDE BRANDKLEP (6450) | GEMOTORISEERDE BRANDKLEP (6450) | 20 | 1 | Number | pcs | 2021 | 0 | 9 | 0 | 0 | 0 | No | 1
Sportcentrum_H-2B | Sportcentrum Herent | Sporthal | Sportcentrum_H-2B-32 | 5.3.21.99 | BOILER (4400) | BOILER (4400) | 1 | 650 | Volume | L | 2021 | 0 | 9 | 0 | 0 | 0 | Yes | 1
Sportcentrum_H-2B | Sportcentrum Herent | Sporthal | Sportcentrum_H-2B-33 | 5.3.20.01 | STAT. EXPANSIEVAT (2100) | STAT. EXPANSIEVAT (2100) | 1 | 25 | Content | L | 2021 | 0 | 9 | 0 | 0 | 0 | Yes | 1
Sportcentrum_H-2B | Sportcentrum Herent | Sporthal | Sportcentrum_H-2B-34 | 5.3.20.00 | CIRCULATOR (2500) | CIRCULATOR (2500) | 1 | 25 | Diameter | mm | 2021 | 0 | 9 | 0 | 0 | 0 | Yes | 1
Sportcentrum_H-2B | Sportcentrum Herent | Sporthal | Sportcentrum_H-2B-35 | 5.6.10.71 | GEMOTORIS. KRAAN 3V (5110) | GEMOTORIS. KRAAN 3V (5110) | 1 | 1 | Number | pcs | 2021 | 0 | 9 | 0 | 0 | 0 | No | 1
Sportcentrum_H-2B | Sportcentrum Herent | Sporthal | Sportcentrum_H-2B-36 | 5.3.21.02 | ELECTR. BOILER (4405) | ELECTR. BOILER (4405) | 1 | 350 | Flow rate | l/min | 2021 | 0 | 9 | 0 | 0 | 0 | Yes | 1
Sportcentrum_H-2B | Sportcentrum Herent | Sporthal | Sportcentrum_H-2B-37 | 5.3.21.00 | INDIVID. ELECTR. BOILER (4410) | INDIVID. ELECTR. BOILER (4410) | 1 | 8 | Content | L | 2021 | 0 | 9 | 0 | 0 | 0 | Yes | 1
Sportcentrum_H-2B | Sportcentrum Herent | Sporthal | Sportcentrum_H-2B-38 | 5.2.16.12 | INDUSTRIELE DOMPELPOMP (4610) | INDUSTRIELE DOMPELPOMP (4610) | 1 | 1 | Number | pcs | 2021 | 0 | 9 | 0 | 0 | 0 | No | 1
Sportcentrum_H-2B | Sportcentrum Herent | Sporthal | Sportcentrum_H-2B-39 | 5.3.52.01 | WATERVERZACH. VOLUMETELLER (4010/4011/4012) | WATERVERZACH. VOLUMETELLER (4010/4011/4012) | 1 | 200 | Flow rate | m3/h | 2021 | 0 | 9 | 0 | 0 | 0 | Yes | 1
Sportcentrum_H-2B | Sportcentrum Herent | Sporthal | Sportcentrum_H-2B-40 | 9.0.99.01 | ZOUT VOOR WATERVERZACHTER (9500) | ZOUT VOOR WATERVERZACHTER (9500) | 1 | 450 | Weight | kg | 2021 | 0 | 9 | 0 | 0 | 0 | Yes | 1
Sportcentrum_H-2B | Sportcentrum Herent | Sporthal | Sportcentrum_H-2B-41 | 5.2.32.10 | LEDIGEN VETAFSCHEIDER (4930) | LEDIGEN VETAFSCHEIDER (4930) | 1 | 1 | Number | pcs | 2021 | 0 | 9 | 0 | 0 | 0 | No | 1
Sportcentrum_H-2B | Sportcentrum Herent | Sporthal | Sportcentrum_H-2B-42 | 7.4.11.05 | WC / Toilet (4840) | WC / Toilet (4840) | 11 | 1 | Number | pcs | 2021 | 0 | 9 | 0 | 0 | 0 | No | 1
Sportcentrum_H-2B | Sportcentrum Herent | Sporthal | Sportcentrum_H-2B-43 | 7.4.11.01 | URINOIR AUTOMAT. SPOELING (4830) | URINOIR AUTOMAT. SPOELING (4830) | 7 | 1 | Number | pcs | 2021 | 0 | 9 | 0 | 0 | 0 | No | 1
Sportcentrum_H-2B | Sportcentrum Herent | Sporthal | Sportcentrum_H-2B-44 | 7.4.11.14 | LAVABO (4810) | LAVABO (4810) | 14 | 1 | Number | pcs | 2021 | 0 | 9 | 0 | 0 | 0 | No | 1
Sportcentrum_H-2B | Sportcentrum Herent | Sporthal | Sportcentrum_H-2B-45 | 7.4.11.12 | UITGIETBAK (4850) | UITGIETBAK (4850) | 1 | 1 | Number | pcs | 2021 | 0 | 9 | 0 | 0 | 0 | No | 1
Sportcentrum_H-2B | Sportcentrum Herent | Sporthal | Sportcentrum_H-2B-46 | 7.4.11.20 | DOUCHE (4860) | DOUCHE (4860) | 48 | 1 | Number | pcs | 2021 | 0 | 9 | 0 | 0 | 0 | No | 1
Sportcentrum_H-2B | Sportcentrum Herent | Sporthal | Sportcentrum_H-2B-47 | 7.3.11.91 | GOOTSTEEN (4890) | GOOTSTEEN (4890) | 5 | 1 | Number | pcs | 2021 | 0 | 9 | 0 | 0 | 0 | No | 1
Sportcentrum_H-2B | Sportcentrum Herent | Sporthal | Sportcentrum_H-2B-48 | 6.1.41.48 | HS CAB. 3 CELL. + TRANSF. + SCHAK. BUIT. NU (5310) | HS CAB. 3 CELL. + TRANSF. + SCHAK. BUIT. NU (5310) | 1 | 1 | Number | pcs | 2021 | 0 | 9 | 0 | 0 | 0 | No | 1
Sportcentrum_H-2B | Sportcentrum Herent | Sporthal | Sportcentrum_H-2B-49 | 6.1.41.46 | HS CAB. 3 CELL. + TRANSF. + SCHAK. TIJD. NU (5300) | HS CAB. 3 CELL. + TRANSF. + SCHAK. TIJD. NU (5300) | 1 | 1 | Number | pcs | 2021 | 0 | 9 | 0 | 0 | 0 | No | 1
Sportcentrum_H-2B | Sportcentrum Herent | Sporthal | Sportcentrum_H-2B-50 | 6.1.41.47 | HS CAB. 3 CELL. + TRANSF. + SCHAK. TIJD. NU (5305) | HS CAB. 3 CELL. + TRANSF. + SCHAK. TIJD. NU (5305) | 1 | 1 | Number | pcs | 2021 | 0 | 9 | 0 | 0 | 0 | No | 1
Sportcentrum_H-2B | Sportcentrum Herent | Sporthal | Sportcentrum_H-2B-51 | 6.1.51.28 | ALSB and HOOFDSCKAKEL. TIJD. NU (5370) | ALSB and HOOFDSCKAKEL. TIJD. NU (5370) | 1 | 1 | Number | pcs | 2021 | 0 | 9 | 0 | 0 | 0 | No | 1
Sportcentrum_H-2B | Sportcentrum Herent | Sporthal | Sportcentrum_H-2B-52 | 6.1.61.47 | VERDEELBORD (5420) | VERDEELBORD (5420) | 1 | 1 | Number | pcs | 2021 | 0 | 9 | 0 | 0 | 0 | No | 1
Sportcentrum_H-2B | Sportcentrum Herent | Sporthal | Sportcentrum_H-2B-53 | 6.1.61.47 | VERDEELBORD (5420) | VERDEELBORD (5420) | 1 | 1 | Number | pcs | 2021 | 0 | 9 | 0 | 0 | 0 | No | 1
Sportcentrum_H-2B | Sportcentrum Herent | Sporthal | Sportcentrum_H-2B-54 | 6.1.61.47 | VERDEELBORD (5420) | VERDEELBORD (5420) | 1 | 1 | Number | pcs | 2021 | 0 | 9 | 0 | 0 | 0 | No | 1
Sportcentrum_H-2B | Sportcentrum Herent | Sporthal | Sportcentrum_H-2B-55 | 6.1.61.21 | PV installatie (9110) | PV installatie (9110) | 1 | 15000 | Power | W | 2021 | 0 | 9 | 0 | 0 | 0 | Yes | 1
Sportcentrum_H-2B | Sportcentrum Herent | Sporthal | Sportcentrum_H-2B-56 | 6.1.61.47 | VERDEELBORD (5420) | VERDEELBORD (5420) | 1 | 1 | Number | pcs | 2021 | 0 | 9 | 0 | 0 | 0 | No | 1
Sportcentrum_H-2B | Sportcentrum Herent | Sporthal | Sportcentrum_H-2B-57 | 6.1.61.47 | VERDEELBORD (5420) | VERDEELBORD (5420) | 1 | 1 | Number | pcs | 2021 | 0 | 9 | 0 | 0 | 0 | No | 1
Sportcentrum_H-2B | Sportcentrum Herent | Sporthal | Sportcentrum_H-2B-58 | 6.3.24.00 | NOODVERLICHTING (5500) decentraal | NOODVERLICHTING (5500) | 64 | 1 | Number | pcs | 2021 | 0 | 9 | 0 | 0 | 0 | No | 1
Sportcentrum_H-2B | Sportcentrum Herent | Sporthal | Sportcentrum_H-2B-59 | 5.1.21.99 | GASCENTRALE (5700) | GASCENTRALE (5700) | 1 | 1 | Number | pcs | 2021 | 0 | 9 | 0 | 0 | 0 | No | 1
Sportcentrum_H-2B | Sportcentrum Herent | Sporthal | Sportcentrum_H-2B-60 | 6.5.21.00 | INBRAAKCENTRALE (5900) | INBRAAKCENTRALE (5900) | 1 | 1 | Number | pcs | 2021 | 0 | 9 | 0 | 0 | 0 | No | 1
Sportcentrum_H-2B | Sportcentrum Herent | Sporthal | Sportcentrum_H-2B-61 | 6.5.21.03 | DRUKKNOP ALARM/ALERTE (5860) | DRUKKNOP ALARM/ALERTE (5860) | 5 | 1 | Number | pcs | 2021 | 0 | 9 | 0 | 0 | 0 | No | 1
Sportcentrum_H-2B | Sportcentrum Herent | Sporthal | Sportcentrum_H-2B-62 | 6.5.21.25 | BEWAKINGSCAMERA (8725) | BEWAKINGSCAMERA (8725) | 10 | 1 | Number | pcs | 2021 | 0 | 9 | 0 | 0 | 0 | No | 1
Sportcentrum_H-2B | Sportcentrum Herent | Sporthal | Sportcentrum_H-2B-63 | 6.5.21.25 | BEWAKINGSCAMERA (8725) | BEWAKINGSCAMERA (8725) | 10 | 1 | Number | pcs | 2021 | 0 | 9 | 0 | 0 | 0 | No | 1
Sportcentrum_H-2B | Sportcentrum Herent | Sporthal | Sportcentrum_H-2B-64 | 6.5.22.01 | BADGELEZER (8750) | BADGELEZER (8750) | 2 | 1 | Number | pcs | 2021 | 0 | 9 | 0 | 0 | 0 | No | 1
Sportcentrum_H-2B | Sportcentrum Herent | Sporthal | Sportcentrum_H-2B-65 | 5.7.11.00 | RWA (9080) | RWA (9080) | 1 | 1 | Area | m2 | 2021 | 0 | 9 | 0 | 0 | 0 | Yes | 1
Sportcentrum_H-2B | Sportcentrum Herent | Sporthal | Sportcentrum_H-2B-66 | 5.7.11.10 | ROOKKOEPEL (5830) | ROOKKOEPEL (5830) | 3 | 1 | Number | pcs | 2021 | 0 | 9 | 0 | 0 | 0 | No | 1
Sportcentrum_H-2B | Sportcentrum Herent | Sporthal | Sportcentrum_H-2B-67 | 5.7.11.10 | ROOKKOEPEL (5830) | ROOKKOEPEL (5830) | 2 | 1 | Number | pcs | 2021 | 0 | 9 | 0 | 0 | 0 | No | 1
Sportcentrum_H-2B | Sportcentrum Herent | Sporthal | Sportcentrum_H-2B-68 | 5.7.11.10 | ROOKKOEPEL (5830) | ROOKKOEPEL (5830) | 1 | 1 | Number | pcs | 2021 | 0 | 9 | 0 | 0 | 0 | No | 1
Sportcentrum_H-2B | Sportcentrum Herent | Sporthal | Sportcentrum_H-2B-69 | 5.7.11.10 | ROOKKOEPEL (5830) | ROOKKOEPEL (5830) | 1 | 1 | Number | pcs | 2021 | 0 | 9 | 0 | 0 | 0 | No | 1
Sportcentrum_H-2B | Sportcentrum Herent | Sporthal | Sportcentrum_H-2B-70 | 6.5.11.01 | BRANDCENTRALE NBN S 21-100 (5800) | BRANDCENTRALE NBN S 21-100 (5800) | 1 | 8 | Amount | # of Zones | 2021 | 0 | 9 | 0 | 0 | 0 | Yes | 1
Sportcentrum_H-2B | Sportcentrum Herent | Sporthal | Sportcentrum_H-2B-71 | 6.1.61.47 | VERDEELBORD (5420) | Repetition Board | 1 | 1 | Number | pcs | 2021 | 0 | 9 | 0 | 0 | 0 | No | 1
Sportcentrum_H-2B | Sportcentrum Herent | Sporthal | Sportcentrum_H-2B-72 | 6.5.11.05 | AANTAL BRANDDETECTOREN (5801) | Smoke Detection | 97 | 1 | Amount | pcs | 2021 | 0 | 9 | 0 | 0 | 0 | Yes | 1
Sportcentrum_H-2B | Sportcentrum Herent | Sporthal | Sportcentrum_H-2B-73 | 6.5.11.15 | SIRENE/KLAXON (5850) | Siren / Flash | 18 | 1 | Number | pcs | 2021 | 0 | 9 | 0 | 0 | 0 | No | 1
Sportcentrum_H-2B | Sportcentrum Herent | Sporthal | Sportcentrum_H-2B-74 | 6.5.11.05 | AANTAL BRANDDETECTOREN (5801) | Fire Notifier | 18 | 1 | Number | pcs | 2021 | 0 | 9 | 0 | 0 | 0 | No | 1
Sportcentrum_H-2B | Sportcentrum Herent | Sporthal | Sportcentrum_H-2B-75 | 6.5.13.01 | DRAAGBARE POEDERBLUSSER (5891) | DRAAGBARE POEDERBLUSSER (5891) | 16 | 5 | Weight | kg | 2021 | 0 | 9 | 0 | 0 | 0 | Yes | 1
Sportcentrum_H-2B | Sportcentrum Herent | Sporthal | Sportcentrum_H-2B-76 | 6.5.13.02 | FALSE | DRAAGBARE CO² BLUSSER (5892) | 3 | 5 | Content | kg | 2021 | 0 | 9 | 0 | 0 | 0 | Yes | 1
Sportcentrum_H-2B | Sportcentrum Herent | Sporthal | Sportcentrum_H-2B-77 | 6.5.13.30 | BRANDHASPEL (5870) | BRANDHASPEL (5870) | 6 | 1 | Number | pcs | 2021 | 0 | 9 | 0 | 0 | 0 | No | 1
Sportcentrum_H-2B | Sportcentrum Herent | Sporthal | Sportcentrum_H-2B-78 | 6.5.22.11 | INTERFONIE (8800) | INTERFONIE (8800) | 1 | 1 | Number | pcs | 2021 | 0 | 9 | 0 | 0 | 0 | No | 1
Sportcentrum_H-2B | Sportcentrum Herent | Sporthal | Sportcentrum_H-2B-79 | 6.4.24.07 | GELUIDINSTALLATIE (8810) | GELUIDINSTALLATIE (8810) | 1 | 1 | Number | pcs | 2021 | 0 | 9 | 0 | 0 | 0 | No | 1
Sportcentrum_H-2B | Sportcentrum Herent | Sporthal | Sportcentrum_H-2B-80 | 6.7.24.10 | GBS (9800) | GBS (9800) | 1 | 1 | Number | pcs | 2021 | 0 | 9 | 0 | 0 | 0 | No | 1

## ALL Codes
Asset_Code | VMA_Code | Asset_Code | Element_Name | Property_Code | Unit
5.1.13.10 | 100 | 5.1.13.10 | OPENHAARD SCHOUW (100) | pcs | 1
5.1.13.11 | 110 | 5.1.13.11 | kachel schouw (110) | pcs | 1
5.1.12.10 | 120 | 5.1.12.10 | OLIEKACHEL (120) | kW | 10
5.1.11.20 | 130 | 5.1.11.20 | GAZCONVECTOR (130) | kW | 10
5.1.21.06 | 140 | 5.1.21.06 | GASWANDKETEL (140) | kW | 40
5.1.21.08 | 141 | 5.1.21.08 | GASWANDKETEL met WW (141) | kW | 40
5.1.21.09 | 142 | 5.1.21.09 | GASWANDKETEL DOOR VIESSMANN (142) | kW | 150
5.1.22.05 | 143 | 5.1.22.05 | GASWANDKETEL GECOND (143) | kW | 40
5.1.22.10 | 144 | 5.1.22.10 | OLIEGESTOOKTE WANDKETEL (144) | kW | 40
5.1.22.11 | 145 | 5.1.22.11 | OLIEGESTOOKTE CONDENSERENDE WANDKETEL (145) | kW | 40
5.3.21.08 | 150 | 5.3.21.08 | GASWATERVERWARMER (150) | l/min | 5
5.3.21.09 | 160 | 5.3.21.09 | GASWATERVERWARMER (160) | l/min | 13
5.1.21.50 | 170 | 5.1.21.50 | GESLOTEN WANDKETEL < 100 kW (170) | kW | 85
5.1.22.09 | 171 | 5.1.22.09 | GESLOTEN WANDKETEL MET WW VOORBEREIDING (171) | kW | 99
5.1.22.77 | 172 | 5.1.22.77 | Ontkalken sww wisselaar (172) | pcs | 1
5.1.22.16 | 300 | 5.1.22.16 | OLIEBRANDER 1 STAP (300) | kW | 60
5.1.22.25 | 301 | 5.1.22.25 | OLIEBRANDER 1 STAP DOOR VIESSMANN (301) | kW | 35
5.1.22.15 | 310 | 5.1.22.15 | OLIEBRANDER 2 STAP. (310/315/320/325/330/335/340/345/350/355) | kW | 1000
5.1.22.15 | 315 | 5.1.22.15 | OLIEBRANDER 2 STAP. (310/315/320/325/330/335/340/345/350/355) | kW | 1000
5.1.22.15 | 320 | 5.1.22.15 | OLIEBRANDER 2 STAP. (310/315/320/325/330/335/340/345/350/355) | kW | 1000
5.1.22.15 | 325 | 5.1.22.15 | OLIEBRANDER 2 STAP. (310/315/320/325/330/335/340/345/350/355) | kW | 1000
5.1.22.15 | 330 | 5.1.22.15 | OLIEBRANDER 2 STAP. (310/315/320/325/330/335/340/345/350/355) | kW | 1000
5.1.22.15 | 335 | 5.1.22.15 | OLIEBRANDER 2 STAP. (310/315/320/325/330/335/340/345/350/355) | kW | 1000
5.1.22.15 | 340 | 5.1.22.15 | OLIEBRANDER 2 STAP. (310/315/320/325/330/335/340/345/350/355) | kW | 1000
5.1.22.15 | 345 | 5.1.22.15 | OLIEBRANDER 2 STAP. (310/315/320/325/330/335/340/345/350/355) | kW | 1000
5.1.22.15 | 355 | 5.1.22.15 | OLIEBRANDER 2 STAP. (310/315/320/325/330/335/340/345/350/355) | kW | 1000
5.1.22.17 | 360 | 5.1.22.17 | MODUL. OLIEBRANDER (360/365/370) | kW | 2000
5.1.22.17 | 365 | 5.1.22.17 | MODUL. OLIEBRANDER (360/365/370) | kW | 2000
5.1.22.17 | 370 | 5.1.22.17 | MODUL. OLIEBRANDER (360/365/370) | kW | 2000
5.1.21.25 | 400 | 5.1.21.25 | GASBRANDER 1 STAP (400) | kW | 75
5.1.21.26 | 405 | 5.1.21.26 | GASBRANDER 2 STAP. (405/410/415/420/425/430/435/440/445/450) | kW | 1000
5.1.21.26 | 410 | 5.1.21.26 | GASBRANDER 2 STAP. (405/410/415/420/425/430/435/440/445/450) | kW | 1000
5.1.21.26 | 415 | 5.1.21.26 | GASBRANDER 2 STAP. (405/410/415/420/425/430/435/440/445/450) | kW | 1000
5.1.21.26 | 420 | 5.1.21.26 | GASBRANDER 2 STAP. (405/410/415/420/425/430/435/440/445/450) | kW | 1000
5.1.21.26 | 425 | 5.1.21.26 | GASBRANDER 2 STAP. (405/410/415/420/425/430/435/440/445/450) | kW | 1000
5.1.21.26 | 430 | 5.1.21.26 | GASBRANDER 2 STAP. (405/410/415/420/425/430/435/440/445/450) | kW | 1000
5.1.21.26 | 435 | 5.1.21.26 | GASBRANDER 2 STAP. (405/410/415/420/425/430/435/440/445/450) | kW | 1000
5.1.21.26 | 440 | 5.1.21.26 | GASBRANDER 2 STAP. (405/410/415/420/425/430/435/440/445/450) | kW | 1000
5.1.21.26 | 445 | 5.1.21.26 | GASBRANDER 2 STAP. (405/410/415/420/425/430/435/440/445/450) | kW | 1000
5.1.21.26 | 450 | 5.1.21.26 | GASBRANDER 2 STAP. (405/410/415/420/425/430/435/440/445/450) | kW | 1000
5.1.22.19 | 455 | 5.1.22.19 | MODUL. GASBRANDER (455/460/465) | kW | 2000
5.1.22.19 | 460 | 5.1.22.19 | MODUL. GASBRANDER (455/460/465) | kW | 2000
5.1.22.19 | 465 | 5.1.22.19 | MODUL. GASBRANDER (455/460/465) | kW | 2000
5.1.22.21 | 500 | 5.1.22.21 | GAS-OLIEBRANDER 2 STAP. (500/510/520) | kW | 2000
5.1.22.21 | 510 | 5.1.22.21 | GAS-OLIEBRANDER 2 STAP. (500/510/520) | kW | 2000
5.1.22.21 | 520 | 5.1.22.21 | GAS-OLIEBRANDER 2 STAP. (500/510/520) | kW | 2000
5.1.22.18 | 530 | 5.1.22.18 | MODUL. GAS-OLIEBRANDER (530/540/550) | kW | 2000
5.1.22.18 | 540 | 5.1.22.18 | MODUL. GAS-OLIEBRANDER (530/540/550) | kW | 2000
5.1.22.18 | 550 | 5.1.22.18 | MODUL. GAS-OLIEBRANDER (530/540/550) | kW | 2000
5.1.22.50 | 600 | 5.1.22.50 | OLIEKETEL + SCHOUW (600/605/610/615/620/625/630/635/640/645/650/655) | kW | 1000
5.3.23.10 | 601 | 5.3.23.10 | OLIEKETEL DOOR VIESSMANN (601) | kW | 45
5.1.22.50 | 605 | 5.1.22.50 | OLIEKETEL + SCHOUW (600/605/610/615/620/625/630/635/640/645/650/655) | kW | 1000
5.1.22.50 | 610 | 5.1.22.50 | OLIEKETEL + SCHOUW (600/605/610/615/620/625/630/635/640/645/650/655) | kW | 1000
5.1.22.50 | 615 | 5.1.22.50 | OLIEKETEL + SCHOUW (600/605/610/615/620/625/630/635/640/645/650/655) | kW | 1000
5.1.22.50 | 620 | 5.1.22.50 | OLIEKETEL + SCHOUW (600/605/610/615/620/625/630/635/640/645/650/655) | kW | 1000
5.1.22.50 | 625 | 5.1.22.50 | OLIEKETEL + SCHOUW (600/605/610/615/620/625/630/635/640/645/650/655) | kW | 1000
5.1.22.50 | 630 | 5.1.22.50 | OLIEKETEL + SCHOUW (600/605/610/615/620/625/630/635/640/645/650/655) | kW | 1000
5.1.22.50 | 635 | 5.1.22.50 | OLIEKETEL + SCHOUW (600/605/610/615/620/625/630/635/640/645/650/655) | kW | 1000
5.1.22.50 | 640 | 5.1.22.50 | OLIEKETEL + SCHOUW (600/605/610/615/620/625/630/635/640/645/650/655) | kW | 1000
5.1.22.50 | 645 | 5.1.22.50 | OLIEKETEL + SCHOUW (600/605/610/615/620/625/630/635/640/645/650/655) | kW | 1000
5.1.22.50 | 650 | 5.1.22.50 | OLIEKETEL + SCHOUW (600/605/610/615/620/625/630/635/640/645/650/655) | kW | 1000
5.1.22.50 | 655 | 5.1.22.50 | OLIEKETEL + SCHOUW (600/605/610/615/620/625/630/635/640/645/650/655) | kW | 1000
5.5.12.13 | 660 | 5.5.12.13 | CONDENSERENDE OLIEKETEL + SCHOUW (660/662/663/664/665/666/667/668/669/670/671/672) | kW | 1163
5.1.22.51 | 661 | 5.1.22.51 | CONDENSERENDE OLIEKETEL + SCHOUW DOOR VIESSMANN (661) | kW | 35
5.5.12.13 | 662 | 5.5.12.13 | CONDENSERENDE OLIEKETEL + SCHOUW (660/662/663/664/665/666/667/668/669/670/671/672) | kW | 1163
5.5.12.13 | 663 | 5.5.12.13 | CONDENSERENDE OLIEKETEL + SCHOUW (660/662/663/664/665/666/667/668/669/670/671/672) | kW | 1163
5.5.12.13 | 664 | 5.5.12.13 | CONDENSERENDE OLIEKETEL + SCHOUW (660/662/663/664/665/666/667/668/669/670/671/672) | kW | 1163
5.5.12.13 | 665 | 5.5.12.13 | CONDENSERENDE OLIEKETEL + SCHOUW (660/662/663/664/665/666/667/668/669/670/671/672) | kW | 1163
5.5.12.13 | 666 | 5.5.12.13 | CONDENSERENDE OLIEKETEL + SCHOUW (660/662/663/664/665/666/667/668/669/670/671/672) | kW | 1163
5.5.12.13 | 667 | 5.5.12.13 | CONDENSERENDE OLIEKETEL + SCHOUW (660/662/663/664/665/666/667/668/669/670/671/672) | kW | 1163
5.5.12.13 | 668 | 5.5.12.13 | CONDENSERENDE OLIEKETEL + SCHOUW (660/662/663/664/665/666/667/668/669/670/671/672) | kW | 1163
5.5.12.13 | 669 | 5.5.12.13 | CONDENSERENDE OLIEKETEL + SCHOUW (660/662/663/664/665/666/667/668/669/670/671/672) | kW | 1163
5.5.12.13 | 670 | 5.5.12.13 | CONDENSERENDE OLIEKETEL + SCHOUW (660/662/663/664/665/666/667/668/669/670/671/672) | kW | 1163
5.5.12.13 | 671 | 5.5.12.13 | CONDENSERENDE OLIEKETEL + SCHOUW (660/662/663/664/665/666/667/668/669/670/671/672) | kW | 1163
5.5.12.13 | 672 | 5.5.12.13 | CONDENSERENDE OLIEKETEL + SCHOUW (660/662/663/664/665/666/667/668/669/670/671/672) | kW | 1163
5.1.44.02 | 690 | 5.1.44.02 | VEGEN VAN KETELBUIZEN PER LOPENDE METER (690) | m1 | 1
5.1.21.66 | 700 | 5.1.21.66 | AANGEBLAASDE GASKETEL + SCHOUW (700/705/710/715/720/725/730/735/740/745/750/755) | kW | 480
5.1.21.66 | 705 | 5.1.21.66 | AANGEBLAASDE GASKETEL + SCHOUW (700/705/710/715/720/725/730/735/740/745/750/755) | kW | 480
5.1.21.66 | 710 | 5.1.21.66 | AANGEBLAASDE GASKETEL + SCHOUW (700/705/710/715/720/725/730/735/740/745/750/755) | kW | 480
5.1.21.66 | 715 | 5.1.21.66 | AANGEBLAASDE GASKETEL + SCHOUW (700/705/710/715/720/725/730/735/740/745/750/755) | kW | 480
5.1.21.66 | 720 | 5.1.21.66 | AANGEBLAASDE GASKETEL + SCHOUW (700/705/710/715/720/725/730/735/740/745/750/755) | kW | 480
5.1.21.66 | 725 | 5.1.21.66 | AANGEBLAASDE GASKETEL + SCHOUW (700/705/710/715/720/725/730/735/740/745/750/755) | kW | 480
5.1.21.66 | 730 | 5.1.21.66 | AANGEBLAASDE GASKETEL + SCHOUW (700/705/710/715/720/725/730/735/740/745/750/755) | kW | 480
5.1.21.66 | 735 | 5.1.21.66 | AANGEBLAASDE GASKETEL + SCHOUW (700/705/710/715/720/725/730/735/740/745/750/755) | kW | 480
5.1.21.66 | 740 | 5.1.21.66 | AANGEBLAASDE GASKETEL + SCHOUW (700/705/710/715/720/725/730/735/740/745/750/755) | kW | 480
5.1.21.66 | 745 | 5.1.21.66 | AANGEBLAASDE GASKETEL + SCHOUW (700/705/710/715/720/725/730/735/740/745/750/755) | kW | 480
5.1.21.66 | 750 | 5.1.21.66 | AANGEBLAASDE GASKETEL + SCHOUW (700/705/710/715/720/725/730/735/740/745/750/755) | kW | 480
5.1.21.66 | 755 | 5.1.21.66 | AANGEBLAASDE GASKETEL + SCHOUW (700/705/710/715/720/725/730/735/740/745/750/755) | kW | 480
5.1.22.55 | 760 | 5.1.22.55 | CONDENSERENDE AANGEBLAASDE GASKETEL + SCHOUW (760/761/762/763/764/765/766/767/768/769/770/771) | kW | 1163
5.1.22.55 | 761 | 5.1.22.55 | CONDENSERENDE AANGEBLAASDE GASKETEL + SCHOUW (760/761/762/763/764/765/766/767/768/769/770/771) | kW | 1163
5.1.22.55 | 762 | 5.1.22.55 | CONDENSERENDE AANGEBLAASDE GASKETEL + SCHOUW (760/761/762/763/764/765/766/767/768/769/770/771) | kW | 1163
5.1.22.55 | 763 | 5.1.22.55 | CONDENSERENDE AANGEBLAASDE GASKETEL + SCHOUW (760/761/762/763/764/765/766/767/768/769/770/771) | kW | 1163
5.1.22.55 | 764 | 5.1.22.55 | CONDENSERENDE AANGEBLAASDE GASKETEL + SCHOUW (760/761/762/763/764/765/766/767/768/769/770/771) | kW | 1163
5.1.22.55 | 765 | 5.1.22.55 | CONDENSERENDE AANGEBLAASDE GASKETEL + SCHOUW (760/761/762/763/764/765/766/767/768/769/770/771) | kW | 1163
5.1.22.55 | 766 | 5.1.22.55 | CONDENSERENDE AANGEBLAASDE GASKETEL + SCHOUW (760/761/762/763/764/765/766/767/768/769/770/771) | kW | 1163
5.1.22.55 | 767 | 5.1.22.55 | CONDENSERENDE AANGEBLAASDE GASKETEL + SCHOUW (760/761/762/763/764/765/766/767/768/769/770/771) | kW | 1163
5.1.22.55 | 768 | 5.1.22.55 | CONDENSERENDE AANGEBLAASDE GASKETEL + SCHOUW (760/761/762/763/764/765/766/767/768/769/770/771) | kW | 1163
5.1.22.55 | 769 | 5.1.22.55 | CONDENSERENDE AANGEBLAASDE GASKETEL + SCHOUW (760/761/762/763/764/765/766/767/768/769/770/771) | kW | 1163
5.1.22.55 | 770 | 5.1.22.55 | CONDENSERENDE AANGEBLAASDE GASKETEL + SCHOUW (760/761/762/763/764/765/766/767/768/769/770/771) | kW | 1163
5.1.22.55 | 771 | 5.1.22.55 | CONDENSERENDE AANGEBLAASDE GASKETEL + SCHOUW (760/761/762/763/764/765/766/767/768/769/770/771) | kW | 1163
5.6.32.02 | 800 | 5.6.32.02 | ATMOS. GASKETEL + SCHOUW (800/805/810/815/820/825/830/835/840) | kW | 480
5.6.32.02 | 805 | 5.6.32.02 | ATMOS. GASKETEL + SCHOUW (800/805/810/815/820/825/830/835/840) | kW | 480
5.6.32.02 | 810 | 5.6.32.02 | ATMOS. GASKETEL + SCHOUW (800/805/810/815/820/825/830/835/840) | kW | 480
5.6.32.02 | 815 | 5.6.32.02 | ATMOS. GASKETEL + SCHOUW (800/805/810/815/820/825/830/835/840) | kW | 480
5.6.32.02 | 820 | 5.6.32.02 | ATMOS. GASKETEL + SCHOUW (800/805/810/815/820/825/830/835/840) | kW | 480
5.6.32.02 | 825 | 5.6.32.02 | ATMOS. GASKETEL + SCHOUW (800/805/810/815/820/825/830/835/840) | kW | 480
5.6.32.02 | 830 | 5.6.32.02 | ATMOS. GASKETEL + SCHOUW (800/805/810/815/820/825/830/835/840) | kW | 480
5.6.32.02 | 835 | 5.6.32.02 | ATMOS. GASKETEL + SCHOUW (800/805/810/815/820/825/830/835/840) | kW | 480
5.6.32.02 | 840 | 5.6.32.02 | ATMOS. GASKETEL + SCHOUW (800/805/810/815/820/825/830/835/840) | kW | 480
5.1.21.10 | 845 | 5.1.21.10 | MEC. ATMOS. GASKETEL + SCHOUW (845/850/855) | kW | 400
5.1.21.10 | 850 | 5.1.21.10 | MEC. ATMOS. GASKETEL + SCHOUW (845/850/855) | kW | 400
5.1.21.10 | 855 | 5.1.21.10 | MEC. ATMOS. GASKETEL + SCHOUW (845/850/855) | kW | 400
5.1.11.10 | 900 | 5.1.11.10 | WARMELUCHTGENERAT. + SCHOUW (900/910/920/930/940/950/960/970/980) | kW | 350
5.1.11.10 | 910 | 5.1.11.10 | WARMELUCHTGENERAT. + SCHOUW (900/910/920/930/940/950/960/970/980) | kW | 350
5.1.11.10 | 920 | 5.1.11.10 | WARMELUCHTGENERAT. + SCHOUW (900/910/920/930/940/950/960/970/980) | kW | 350
5.1.11.10 | 930 | 5.1.11.10 | WARMELUCHTGENERAT. + SCHOUW (900/910/920/930/940/950/960/970/980) | kW | 350
5.1.11.10 | 940 | 5.1.11.10 | WARMELUCHTGENERAT. + SCHOUW (900/910/920/930/940/950/960/970/980) | kW | 350
5.1.11.10 | 950 | 5.1.11.10 | WARMELUCHTGENERAT. + SCHOUW (900/910/920/930/940/950/960/970/980) | kW | 350
5.1.11.10 | 960 | 5.1.11.10 | WARMELUCHTGENERAT. + SCHOUW (900/910/920/930/940/950/960/970/980) | kW | 350
5.1.11.10 | 970 | 5.1.11.10 | WARMELUCHTGENERAT. + SCHOUW (900/910/920/930/940/950/960/970/980) | kW | 350
5.1.11.10 | 980 | 5.1.11.10 | WARMELUCHTGENERAT. + SCHOUW (900/910/920/930/940/950/960/970/980) | kW | 350
5.1.21.88 | 1100 | 5.1.21.88 | ATMOS. GASWARMELUCHTGENERAT. + SCHOUW (1100/1110/1120/1130) | kW | 180
5.1.21.88 | 1110 | 5.1.21.88 | ATMOS. GASWARMELUCHTGENERAT. + SCHOUW (1100/1110/1120/1130) | kW | 180
5.1.21.88 | 1120 | 5.1.21.88 | ATMOS. GASWARMELUCHTGENERAT. + SCHOUW (1100/1110/1120/1130) | kW | 180
5.1.21.88 | 1130 | 5.1.21.88 | ATMOS. GASWARMELUCHTGENERAT. + SCHOUW (1100/1110/1120/1130) | kW | 180
5.1.21.89 | 1400 | 5.1.21.89 | ATMOS. GASWARMELUCHTGENERAT. + SCHOUW (1400/1410/1420/1430) | kW | 180
5.1.21.89 | 1410 | 5.1.21.89 | ATMOS. GASWARMELUCHTGENERAT. + SCHOUW (1400/1410/1420/1430) | kW | 180
5.1.21.89 | 1420 | 5.1.21.89 | ATMOS. GASWARMELUCHTGENERAT. + SCHOUW (1400/1410/1420/1430) | kW | 180
5.1.21.89 | 1430 | 5.1.21.89 | ATMOS. GASWARMELUCHTGENERAT. + SCHOUW (1400/1410/1420/1430) | kW | 180
5.6.32.13 | 1500 | 5.6.32.13 | GAS STRALINGSPANELEN (1500) | kW | 22
6.1.11.16 | 1600 | 6.1.11.16 | OLIETANK (1600) | L | 500
5.8.21.11 | 1610 | 5.8.21.11 | OLIEMETER (1610) | pcs | 1
5.1.29.10 | 1620 | 5.1.29.10 | CONTROLE VAN EEN BOVENGRONDSE TANK (1620) | L | 200
5.1.29.00 | 1630 | 5.1.29.00 | CONTROLE VAN EEN ONDERGRONDSE TANK (1630) | L | 200
5.1.29.20 | 1700 | 5.1.29.20 | TRANSFERT FUELPOMP (1700) | pcs | 1
5.6.20.00 | 1840 | 5.6.20.00 | VEILIGHEIDVENTIEL LD STOOM (1840) | kW | 1000
5.6.21.00 | 1850 | 5.6.21.00 | VEILIGHEIDVENTIEL HD STOOM (1850) | kW | 1000
5.5.30.09 | 1890 | 5.5.30.09 | VOEDINGSPOMP STOOMKETEL (1890) | kW | 1000
5.3.11.02 | 1900 | 5.3.11.02 | WATERBEHANDELING VOOR STOOM (1900) | kW | 1000
5.1.33.07 | 1910 | 5.1.33.07 | LD UITRUSTING STOOMKETEL (1910) | kW | 1000
5.1.33.50 | 1930 | 5.1.33.50 | STOOMWARMTEWISSELAAR (1930) | kW | 1000
7.4.11.16 | 2000 | 7.4.11.16 | KRANEN MET DICHTINGEN (2000) | pcs | 1
5.3.20.01 | 2100 | 5.3.20.01 | STAT. EXPANSIEVAT (2100) | L | 25
5.3.20.04 | 2110 | 5.3.20.04 | DYNAM. EXPANSIEVAT (2110) | L | 25
5.3.11.00 | 2300 | 5.3.11.00 | FILTER VERW. + SAN (2300) | pcs | 1
5.3.20.00 | 2500 | 5.3.20.00 | CIRCULATOR (2500) | mm | 25
5.2.16.10 | 2505 | 5.2.16.10 | WATERPOMP (2505/2600/2610/2620) | m3/h | 150
5.2.16.10 | 2600 | 5.2.16.10 | WATERPOMP (2505/2600/2610/2620) | m3/h | 150
5.2.16.10 | 2610 | 5.2.16.10 | WATERPOMP (2505/2600/2610/2620) | m3/h | 150
5.2.16.10 | 2620 | 5.2.16.10 | WATERPOMP (2505/2600/2610/2620) | m3/h | 150
7.4.11.26 | 2630 | 7.4.11.26 | DIFFERENTIEEL KRAAN (2630) | pcs | 1
6.5.13.80 | 2700 | 6.5.13.80 | FOSFAAT INJECTOR (2700) | pcs | 1
7.6.21.90 | 2800 | 7.6.21.90 | DISCONNECTIETANK (2800) | pcs | 1
5.6.10.85 | 2810 | 5.6.10.85 | BUFFERVAT (2810) | L | 70
7.3.22.70 | 2820 | 7.3.22.70 | IJSSTOCKAGE (2820) | pcs | 1
5.6.11.00 | 3000 | 5.6.11.00 | RADIATOR (3000) | kW | 250
5.6.12.01 | 3100 | 5.6.12.01 | STAT. CONVECTOR (3100) | pcs | 1
5.1.53.01 | 3200 | 5.1.53.01 | ELECTR. CONVECTOR (3200) | kW | 500
5.1.53.05 | 3300 | 5.1.53.05 | ELECTR. CONVECTOR ACCUMULAT. (3300) | kW | 5
5.1.53.04 | 3400 | 5.1.53.04 | GEMAK. VENTILO-CONV. 2 BAT. (3400) | pcs | 1
5.1.53.03 | 3405 | 5.1.53.03 | GEMAK. VENTILO-CONV. 1 BAT. (3405) | pcs | 1
5.7.71.40 | 3410 | 5.7.71.40 | INGEBOUWD VENTILO-CONV. 2 BAT. (3410) | pcs | 1
5.7.71.41 | 3415 | 5.7.71.41 | INGEBOUWD VENTILO-CONV. 1 BAT. (3415) | pcs | 1
5.7.71.97 | 3420 | 5.7.71.97 | TOESTEL IN PLAFOND KANALISEERBAAR 2 BATT. (3420) | m3/h | 25000
5.7.71.98 | 3425 | 5.7.71.98 | TOESTEL IN PLAFOND KANALISEERBAAR 1 BATT. (3425) | m3/h | 25000
5.7.71.48 | 3450 | 5.7.71.48 | VENTILO-CONV. DOOR ONDERAANN. (3450) | pcs | 1
5.7.71.45 | 3500 | 5.7.71.45 | EJECTO-CONVECTOR 2 BAT. (3500) | kW | 5
5.7.71.46 | 3505 | 5.7.71.46 | EJECTO-CONVECTOR 1 BAT. (3505) | kW | 5
5.7.71.47 | 3550 | 5.7.71.47 | EJECTO-CONV. DOOR ONDERAANN. (3550) | pcs | 1
5.7.72.00 | 3560 | 5.7.72.00 | LEDIGEN CONDENSFLES (3560) | pcs | 1
5.2.32.30 | 3561 | 5.2.32.30 | CONDENSAATPOMP (3561) | mm | 82
5.7.61.11 | 3600 | 5.7.61.11 | GEMAK. LUCHTVERHITTER (3600) | kW | 18
5.1.11.90 | 3610 | 5.1.11.90 | HOOG LUCHTVERHITTER (3610) | kW | 40
5.7.61.21 | 3620 | 5.7.61.21 | WARMELUCHT GORDIJN (3620) | m3/h | 1500
5.7.70.62 | 3700 | 5.7.70.62 | LUCHTROOSTER ZONDER FILTER (3700) | pcs | 1
5.7.70.63 | 3710 | 5.7.70.63 | LUCHTROOSTER MET FILTER (3710) | pcs | 1
5.7.70.65 | 3750 | 5.7.70.65 | LUCHTROOSTER DOOR ONDERAANN. (3750) | pcs | 1
5.5.12.50 | 3800 | 5.5.12.50 | ONTSPANNINGDOOS ZONDER BATT. (Luchtregelklep) (3800) | m3/h | 5000
5.5.12.51 | 3810 | 5.5.12.51 | ONTSPANNINGDOOS MET BATT. (Luchtregelklep) (3810) | m3/h | 5000
6.1.11.04 | 3820 | 6.1.11.04 | ZONE BATTERIJ (3820) | pcs | 1
5.7.71.99 | 3830 | 5.7.71.99 | ELECTR. BATTERIJ (3830/3835) | kW | 2
5.7.71.99 | 3835 | 5.7.71.99 | ELECTR. BATTERIJ (3830/3835) | kW | 2
5.7.61.01 | 3840 | 5.7.61.01 | STAT. KOUD PLAFOND (3840) | pcs | 1
5.7.71.50 | 3850 | 5.7.71.50 | DYNAM. KOELBALKEN (3850) | pcs | 1
5.3.52.02 | 4000 | 5.3.52.02 | WATERVERZACHTER UURTELLER (4000/4001/4002) | m3/h | 200
5.3.52.02 | 4001 | 5.3.52.02 | WATERVERZACHTER UURTELLER (4000/4001/4002) | m3/h | 200
5.3.52.02 | 4002 | 5.3.52.02 | WATERVERZACHTER UURTELLER (4000/4001/4002) | m3/h | 200
5.3.52.01 | 4010 | 5.3.52.01 | WATERVERZACH. VOLUMETELLER (4010/4011/4012) | m3/h | 200
5.3.52.01 | 4011 | 5.3.52.01 | WATERVERZACH. VOLUMETELLER (4010/4011/4012) | m3/h | 200
5.3.52.01 | 4012 | 5.3.52.01 | WATERVERZACH. VOLUMETELLER (4010/4011/4012) | m3/h | 200
5.3.52.00 | 4020 | 5.3.52.00 | WATERVERZACHTER DUPLEX (4020/4021/4022) | L | 250
5.3.52.00 | 4021 | 5.3.52.00 | WATERVERZACHTER DUPLEX (4020/4021/4022) | L | 250
5.3.52.00 | 4022 | 5.3.52.00 | WATERVERZACHTER DUPLEX (4020/4021/4022) | L | 250
5.3.51.20 | 4100 | 5.3.51.20 | OSMOSEUR (4100) | pcs | 1
5.3.50.40 | 4200 | 5.3.50.40 | DOSEERPOMP (4200) | pcs | 1
5.3.14.99 | 4300 | 5.3.14.99 | ELECTRISCHE HYDROFOORGROEP (4300) | pcs | 1
5.3.14.11 | 4310 | 5.3.14.11 | DIESEL HYDROFOORGROEP (4310) | pcs | 1
5.3.21.99 | 4400 | 5.3.21.99 | BOILER (4400) | L | 650
5.3.21.02 | 4405 | 5.3.21.02 | ELECTR. BOILER (4405) | l/min | 350
5.3.21.00 | 4410 | 5.3.21.00 | INDIVID. ELECTR. BOILER (4410) | L | 8
5.1.21.19 | 4420 | 5.1.21.19 | ATMOS. GASBOILER (4420) | L | 350
5.6.01.02 | 4500 | 5.6.01.02 | PLATENWARMTEWISSELAAR (SANITAIR) (4500) | pcs | 1
5.1.30.00 | 4510 | 5.1.30.00 | BUISWARMTEWISSELAAR (4510) | kW | 50
5.1.30.10 | 4520 | 5.1.30.10 | PLATENWARMTEWISSELAAR (VERWARMING) (4520) | kW | 50
5.1.33.51 | 4530 | 5.1.33.51 | STOMMWARMTEWISSELAAR (4530) | kW | 600
5.5.30.80 | 4540 | 5.5.30.80 | PLATENWARMTEWISSELAAR (KOELING) (4540) | kW | 50
5.2.16.11 | 4600 | 5.2.16.11 | HUISHOUDELIJKE DOMPELPOMP (4600) | pcs | 1
5.2.16.12 | 4610 | 5.2.16.12 | INDUSTRIELE DOMPELPOMP (4610) | pcs | 1
5.2.26.00 | 4615 | 5.2.26.00 | OPVOERPOMP FECALIEN (4615) | pcs | 1
5.2.32.21 | 4620 | 5.2.32.21 | WATERZUIVERINGSTATION (LEIDINGEN DOOR Onderaannemer) (4620) | pcs | 1
9.0.82.05 | 4700 | 9.0.82.05 | ZWEMBAD (4700) | kW | 450
5.3.51.10 | 4701 | 5.3.51.10 | ZANDFILTER (4701) | pcs | 1
5.4.01.11 | 4800 | 5.4.01.11 | SCHELLKRAAN (4800) | pcs | 1
5.6.20.02 | 4801 | 5.6.20.02 | THERMOSTATISCHE MENGKRAAN (4801) | pcs | 1
5.6.20.05 | 4802 | 5.6.20.05 | MEERVOUDIGE MENGKRAAN (4802) | pcs | 1
7.4.11.14 | 4810 | 7.4.11.14 | LAVABO (4810) | pcs | 1
7.4.11.00 | 4820 | 7.4.11.00 | URINOIR (4820) | pcs | 1
7.4.11.01 | 4830 | 7.4.11.01 | URINOIR AUTOMAT. SPOELING (4830) | pcs | 1
7.4.11.05 | 4840 | 7.4.11.05 | WC / Toilet (4840) | pcs | 1
7.4.12.05 | 4845 | 7.4.12.05 | WC / Toilet MET VERGRUIZER (4845) | pcs | 1
7.4.11.12 | 4850 | 7.4.11.12 | UITGIETBAK (4850) | pcs | 1
7.4.11.20 | 4860 | 7.4.11.20 | DOUCHE (4860) | pcs | 1
7.4.11.25 | 4861 | 7.4.11.25 | GEMEENSCHAPPELIJKE DOUCHE (4861) | pcs | 1
6.5.80.00 | 4862 | 6.5.80.00 | VEILIGHEIDSDOUCHE (4862) | pcs | 1
7.4.11.21 | 4870 | 7.4.11.21 | LIGBAD (4870) | pcs | 1
7.3.11.91 | 4890 | 7.3.11.91 | GOOTSTEEN (4890) | pcs | 1
9.0.52.90 | 4900 | 9.0.52.90 | FORFAIT VOOR RIOOLONTSTOPPING (4900) | pcs | 1
5.2.21.10 | 4901 | 5.2.21.10 | RIOLLONTSTOPPING (4901/4902/4903) | mm | 250
5.2.21.10 | 4902 | 5.2.21.10 | RIOLLONTSTOPPING (4901/4902/4903) | mm | 250
5.2.21.10 | 4903 | 5.2.21.10 | RIOLLONTSTOPPING (4901/4902/4903) | mm | 250
5.2.21.00 | 4910 | 5.2.21.00 | LEDIGEN SEPTISCHE PUT (4910) | L | 1000
9.0.52.91 | 4911 | 9.0.52.91 | FORFAIT VOOR LEDIGEN VAN SEPTISCHE PUT (4911) | pcs | 1
5.2.32.46 | 4912 | 5.2.32.46 | KOSTEN VOOR AFVOEREN VAN SEPTISCHE PUT (4912) | pcs | 1
5.4.21.31 | 4920 | 5.4.21.31 | LEDIGEN OLIEAFSCHEIDER (4920) | pcs | 1
9.0.52.92 | 4921 | 9.0.52.92 | FORFAIT LEDIGEN OLIEAFSCHEIDER (4921) | pcs | 1
5.2.32.47 | 4922 | 5.2.32.47 | KOSTEN VOOR AFVOEREN OLIE (4922) | pcs | 1
5.2.32.10 | 4930 | 5.2.32.10 | LEDIGEN VETAFSCHEIDER (4930) | pcs | 1
9.0.52.93 | 4931 | 9.0.52.93 | FORFAIT LEDIGEN OLIEAFSCHEIDER (4931) | pcs | 1
5.2.32.45 | 4932 | 5.2.32.45 | KOSTEN VOOR AFVOEREN VET (4932) | pcs | 1
7.3.22.60 | 4940 | 7.3.22.60 | KUISEN VAN WATERKUIP (4940) | pcs | 1
9.0.52.99 | 4950 | 9.0.52.99 | STERFPUT (4950) | m3 | 10
5.2.02.03 | 4960 | 5.2.02.03 | DAKCREPINE (4960) | pcs | 1
5.2.11.12 | 4970 | 5.2.11.12 | VERTICALE AFVOERBUIZEN (4970) | m1 | 10
6.1.51.12 | 5000 | 6.1.51.12 | ELECTR. BORD HVAC (5000/5010) | # of Circuits | 20
6.1.51.12 | 5010 | 6.1.51.12 | ELECTR. BORD HVAC (5000/5010) | # of Circuits | 20
6.7.14.16 | 5090 | 6.7.14.16 | INDIVID. KOELINGSREGELING (5090) | pcs | 1
6.7.14.15 | 5100 | 6.7.14.15 | INDIVID. VERWARMINGSREGELING (5100) | pcs | 1
5.6.10.71 | 5110 | 5.6.10.71 | GEMOTORIS. KRAAN 3V (5110) | pcs | 1
5.6.10.70 | 5111 | 5.6.10.70 | GEMOTORIS. KRAAN 2V (5111) | pcs | 1
6.1.11.10 | 5200 | 6.1.11.10 | NOODSTROOMAGGREGAAT (5200) | kVA | 175
6.1.11.10 | 5210 | 6.1.11.10 | NOODSTROOMAGGREGAAT (5200) | kVA | 175
6.1.41.46 | 5300 | 6.1.41.46 | HS CAB. 3 CELL. + TRANSF. + SCHAK. TIJD. NU (5300) | pcs | 1
6.1.41.47 | 5305 | 6.1.41.47 | HS CAB. 3 CELL. + TRANSF. + SCHAK. TIJD. NU (5305) | pcs | 1
6.1.41.48 | 5310 | 6.1.41.48 | HS CAB. 3 CELL. + TRANSF. + SCHAK. BUIT. NU (5310) | pcs | 1
6.1.41.43 | 5315 | 6.1.41.43 | HS CAB. BIJKOM. CEL TIJD. NU (5315) | pcs | 1
6.1.41.44 | 5320 | 6.1.41.44 | HS CAB. BIJKOM. CEL TIJD. NU (5320) | pcs | 1
6.1.41.45 | 5325 | 6.1.41.45 | HS CAB. BIJKOM. CEL BUIT. NU (5325) | pcs | 1
6.1.41.37 | 5330 | 6.1.41.37 | HS CAB. BIJKOM. TRANSFO TIJD. NU (5330) | pcs | 1
6.1.41.38 | 5335 | 6.1.41.38 | HS CAB. BIJKOM. TRANSFO TIJD. NU (5335) | pcs | 1
6.1.41.39 | 5340 | 6.1.41.39 | HS CAB. BIJKOM. TRANSFO BUIT. NU (5340) | pcs | 1
6.1.41.40 | 5345 | 6.1.41.40 | HS CAB. BIJKOM. SCHAKEL. TIJD. NU (5345) | pcs | 1
6.1.41.41 | 5350 | 6.1.41.41 | HS CAB. BIJKOM. SCHAKEL. TIJD. NU (5350) | pcs | 1
6.1.41.42 | 5355 | 6.1.41.42 | HS CAB. BIJKOM. SCHAKEL. BUIT. NU (5355) | pcs | 1
6.1.41.35 | 5360 | 6.1.41.35 | HS CAB. TEST SCHAKEL. TIJD. NU (5360) | pcs | 1
6.1.41.36 | 5365 | 6.1.41.36 | HS CAB. TEST SCHAKEL. BUIT. NU (5365) | pcs | 1
6.1.51.28 | 5370 | 6.1.51.28 | ALSB and HOOFDSCKAKEL. TIJD. NU (5370) | pcs | 1
6.1.51.29 | 5375 | 6.1.51.29 | ALSB and HOOFDSCHAKEL. TIJD. NU (5375) | pcs | 1
6.1.51.30 | 5380 | 6.1.51.30 | ALSB and HOOFDSCHAKEL. BUIT. NU (5380) | pcs | 1
6.1.41.22 | 5390 | 6.1.41.22 | THERMOGRAFIE HS and ALSB (5390) | pcs | 1
6.1.61.49 | 5395 | 6.1.61.49 | THERMOGRAFIE VERDEELBORD (5395) | pcs | 1
6.2.41.00 | 5400 | 6.2.41.00 | STOPCONTACTEN EN SCHAKELAARS (5400) | pcs | 1
6.1.61.47 | 5420 | 6.1.61.47 | VERDEELBORD (5420) | pcs | 1
6.1.11.00 | 5440 | 6.1.11.00 | NO-BREAK (5440) | kVA | 50
6.1.11.51 | 5450 | 6.1.11.51 | BATTERIJEN VOOR NO-BREAK (5450) | pcs | 1
6.3.24.00 | 5500 | 6.3.24.00 | NOODVERLICHTING (5500) | pcs | 1
6.3.24.01 | 5501 | 6.3.24.01 | NOODVERLICHTING ONDERAANEMERS (5501) | pcs | 1
6.3.41.00 | 5520 | 6.3.41.00 | TL 8 (5520) | pcs | 1
6.3.41.01 | 5530 | 6.3.41.01 | TL 5 (5530) | pcs | 1
6.3.41.92 | 5540 | 6.3.41.92 | GLOEILAMP (5540) | pcs | 1
6.3.41.30 | 5560 | 6.3.41.30 | HALOGEEN (5560) | pcs | 1
6.3.44.15 | 5590 | 6.3.44.15 | SPOTS (5590) | pcs | 1
6.3.41.90 | 5600 | 6.3.41.90 | JODIUMLAMP (5600) | pcs | 1
6.3.41.91 | 5610 | 6.3.41.91 | HOGEDRUK NATRIUMLAMP (5610) | pcs | 1
2.7.11.16 | 5650 | 2.7.11.16 | BALLAST (5650) | m2 | 500
6.1.71.03 | 5660 | 6.1.71.03 | BLIKSEMAFLEIDER (5660) | pcs | 1
5.1.21.99 | 5700 | 5.1.21.99 | GASCENTRALE (5700) | pcs | 1
6.5.35.06 | 5701 | 6.5.35.06 | Gasdetectie (aardgas CH4) - Dalemans E, F, U.H1, U.H6 (5701) | pcs | 1
6.5.35.05 | 5702 | 6.5.35.05 | Gasdetectie (aardgas CH4) - Dalemans OCTOBUS / OCTOPLUS / U.V6 (5702) | pcs | 1
5.1.21.98 | 5720 | 5.1.21.98 | CO-CENTRALE (5720) | pcs | 1
6.5.13.35 | 5730 | 6.5.13.35 | SPRINKLER (5730) | pcs | 1
6.5.13.21 | 5731 | 6.5.13.21 | SPRINKLERKOP (5731) | pcs | 1
6.5.13.22 | 5732 | 6.5.13.22 | DIESELPOMP SPRINKLERINSTALLATIE (5732) | pcs | 1
6.5.13.23 | 5733 | 6.5.13.23 | ELEKTRISCHE POMP SPRINKLERINSTALLATIE (5733) | pcs | 1
6.5.13.24 | 5734 | 6.5.13.24 | JOCKEY POMP SPRINKLERINSTALLATIE (5734) | pcs | 1
6.5.13.34 | 5735 | 6.5.13.34 | NETWERK SPRINKLERINSTALLATIE TESTEN VAN DE ALARMEN (5735) | pcs | 1
6.5.13.26 | 5736 | 6.5.13.26 | NETWERK SPRINKLERINSTALLATIE (5736) | m1 | 10
6.5.13.10 | 5740 | 6.5.13.10 | ARGONBLUSSING (5740) | pcs | 1
6.5.11.01 | 5800 | 6.5.11.01 | BRANDCENTRALE NBN S 21-100 (5800) | # of Zones | 8
6.5.11.05 | 5801 | 6.5.11.05 | AANTAL BRANDDETECTOREN (5801) | pcs | 1
6.5.11.00 | 5805 | 6.5.11.00 | BRANDCENTRALE (5805) | # of Zones | 8
6.5.21.05 | 5810 | 6.5.21.05 | KANAALDETECTOR (5810) | pcs | 1
6.5.12.90 | 5820 | 6.5.12.90 | MAGNEET VOOR BRANDDEUR (5820) | pcs | 1
5.7.11.10 | 5830 | 5.7.11.10 | ROOKKOEPEL (5830) | pcs | 1
6.5.11.19 | 5840 | 6.5.11.19 | ALARMCENTRALE (5840) | pcs | 1
6.5.11.15 | 5850 | 6.5.11.15 | SIRENE/KLAXON (5850) | pcs | 1
6.5.21.03 | 5860 | 6.5.21.03 | DRUKKNOP ALARM/ALERTE (5860) | pcs | 1
6.5.13.30 | 5870 | 6.5.13.30 | BRANDHASPEL (5870) | pcs | 1
6.5.13.55 | 5871 | 6.5.13.55 | BRANDHASPEL cf. NBN EN 671-3 (5871) | pcs | 1
6.5.12.99 | 5880 | 6.5.12.99 | BLUSSER STOOKPLAATS (5880) | pcs | 1
6.5.13.00 | 5890 | 6.5.13.00 | DRAAGBARE SCHUIMBLUSSER (5890) | kg | 5
6.5.13.01 | 5891 | 6.5.13.01 | DRAAGBARE POEDERBLUSSER (5891) | kg | 5
6.5.13.02 | 5892 | 6.5.13.02 | DRAAGBARE CO² BLUSSER (5892) | kg | 5
6.5.13.03 | 5893 | 6.5.13.03 | MOBIELE BLUSSER (5893) | kg | 5
6.5.21.00 | 5900 | 6.5.21.00 | INBRAAKCENTRALE (5900) | pcs | 1
5.7.71.91 | 6000 | 5.7.71.91 | PG 2 BATT. ZONDER BEVOCHTIGER (6000/6010/6020) | m3/h | 30000
5.7.71.91 | 6010 | 5.7.71.91 | PG 2 BATT. ZONDER BEVOCHTIGER (6000/6010/6020) | m3/h | 30000
5.7.71.91 | 6020 | 5.7.71.91 | PG 2 BATT. ZONDER BEVOCHTIGER (6000/6010/6020) | m3/h | 30000
5.7.71.91 | 6030 | 5.7.71.91 | PG 2 BATT. ZONDER BEVOCHTIGER (6000/6010/6020) | m3/h | 30000
5.7.71.90 | 6080 | 5.7.71.90 | PG 3 BATT. ZONDER BEVOCHTIGER (6080/6085/6090/6095) | m3/h | 30000
5.7.71.90 | 6085 | 5.7.71.90 | PG 3 BATT. ZONDER BEVOCHTIGER (6080/6085/6090/6095) | m3/h | 30000
5.7.71.90 | 6090 | 5.7.71.90 | PG 3 BATT. ZONDER BEVOCHTIGER (6080/6085/6090/6095) | m3/h | 30000
5.7.71.90 | 6095 | 5.7.71.90 | PG 3 BATT. ZONDER BEVOCHTIGER (6080/6085/6090/6095) | m3/h | 30000
5.7.71.36 | 6100 | 5.7.71.36 | PG 3 BATT. MET BEVOCHTIGER (6100/6110/6120/6130) | m3/h | 30000
5.7.71.36 | 6110 | 5.7.71.36 | PG 3 BATT. MET BEVOCHTIGER (6100/6110/6120/6130) | m3/h | 30000
5.7.71.36 | 6120 | 5.7.71.36 | PG 3 BATT. MET BEVOCHTIGER (6100/6110/6120/6130) | m3/h | 30000
5.7.71.36 | 6130 | 5.7.71.36 | PG 3 BATT. MET BEVOCHTIGER (6100/6110/6120/6130) | m3/h | 30000
5.5.12.40 | 6220 | 5.5.12.40 | PG DIRECTE ONTSPAN. + 1 BAT. WATER / ELEK. (6220/6225) | m3/h | 10000
5.5.12.40 | 6225 | 5.5.12.40 | PG DIRECTE ONTSPAN. + 1 BAT. WATER / ELEK. (6220/6225) | m3/h | 10000
5.7.71.95 | 6230 | 5.7.71.95 | PG 1 VERWARMINGSBATT. + LUCHTFILTER F7 (6230/6240/6250/6260) | m3/h | 30000
5.7.71.95 | 6240 | 5.7.71.95 | PG 1 VERWARMINGSBATT. + LUCHTFILTER F7 (6230/6240/6250/6260) | m3/h | 30000
5.7.71.95 | 6250 | 5.7.71.95 | PG 1 VERWARMINGSBATT. + LUCHTFILTER F7 (6230/6240/6250/6260) | m3/h | 30000
5.7.71.95 | 6260 | 5.7.71.95 | PG 1 VERWARMINGSBATT. + LUCHTFILTER F7 (6230/6240/6250/6260) | m3/h | 30000
5.7.71.95 | 6270 | 5.7.71.95 | PG 1 VERWARMINGSBATT. + LUCHTFILTER F7 (6230/6240/6250/6260) | m3/h | 30000
5.7.71.96 | 6280 | 5.7.71.96 | PG 1 KOUDE BATTERIJ + LUCHTFILTER F7 (6280/6290/6300/6310/6320) | m3/h | 75000
5.7.71.96 | 6290 | 5.7.71.96 | PG 1 KOUDE BATTERIJ + LUCHTFILTER F7 (6280/6290/6300/6310/6320) | m3/h | 75000
5.7.71.96 | 6300 | 5.7.71.96 | PG 1 KOUDE BATTERIJ + LUCHTFILTER F7 (6280/6290/6300/6310/6320) | m3/h | 75000
5.7.71.96 | 6310 | 5.7.71.96 | PG 1 KOUDE BATTERIJ + LUCHTFILTER F7 (6280/6290/6300/6310/6320) | m3/h | 75000
5.7.71.96 | 6320 | 5.7.71.96 | PG 1 KOUDE BATTERIJ + LUCHTFILTER F7 (6280/6290/6300/6310/6320) | m3/h | 75000
5.7.70.89 | 6390 | 5.7.70.89 | BEVOCHTIGING MET STOOMINJECTIE (6390) | pcs | 1
5.7.70.10 | 6400 | 5.7.70.10 | STOOMBEVOCHTIGER (6400/6410/6420) | # of devices | 2
5.7.70.10 | 6410 | 5.7.70.10 | STOOMBEVOCHTIGER (6400/6410/6420) | # of devices | 2
5.7.70.10 | 6420 | 5.7.70.10 | STOOMBEVOCHTIGER (6400/6410/6420) | # of devices | 2
5.7.70.13 | 6425 | 5.7.70.13 | INOX STOOMBEVOCHTIGER + WEERSTANDEN (6425) | L | 10
5.8.11.20 | 6430 | 5.8.11.20 | FREKWENTIEREGELAAR (6430) | kW | 1000
5.7.70.40 | 6440 | 5.7.70.40 | UV STERILISATOR (6440) | pcs | 1
5.7.70.90 | 6450 | 5.7.70.90 | GEMOTORISEERDE BRANDKLEP (6450) | pcs | 1
5.7.70.99 | 6460 | 5.7.70.99 | BRANDKLEP MET ZEKERING (6460) | pcs | 1
5.7.71.80 | 6500 | 5.7.71.80 | EG ZONDER MENGING (6500/6510/6520) | m3/h | 25000
5.7.71.80 | 6510 | 5.7.71.80 | EG ZONDER MENGING (6500/6510/6520) | m3/h | 25000
5.7.71.80 | 6520 | 5.7.71.80 | EG ZONDER MENGING (6500/6510/6520) | m3/h | 25000
5.7.71.85 | 6530 | 5.7.71.85 | EG MET MENGING (6530/6540/6550/6560/6570) | m3/h | 25000
5.7.71.85 | 6540 | 5.7.71.85 | EG MET MENGING (6530/6540/6550/6560/6570) | m3/h | 25000
5.7.71.85 | 6550 | 5.7.71.85 | EG MET MENGING (6530/6540/6550/6560/6570) | m3/h | 25000
5.7.71.85 | 6560 | 5.7.71.85 | EG MET MENGING (6530/6540/6550/6560/6570) | m3/h | 25000
5.7.71.85 | 6570 | 5.7.71.85 | EG MET MENGING (6530/6540/6550/6560/6570) | m3/h | 25000
5.7.71.84 | 6580 | 5.7.71.84 | EG MET MENGING EN LUCHTFILTERS (6580/6590/6600/6610) | m3/h | 25000
5.7.71.84 | 6590 | 5.7.71.84 | EG MET MENGING EN LUCHTFILTERS (6580/6590/6600/6610) | m3/h | 25000
5.7.71.84 | 6600 | 5.7.71.84 | EG MET MENGING EN LUCHTFILTERS (6580/6590/6600/6610) | m3/h | 25000
5.7.71.84 | 6610 | 5.7.71.84 | EG MET MENGING EN LUCHTFILTERS (6580/6590/6600/6610) | m3/h | 25000
5.7.71.83 | 6620 | 5.7.71.83 | EG MET MENGING EN WARMTERECUPERATIE (6620/6630/6640/6650) | m3/h | 25000
5.7.71.83 | 6630 | 5.7.71.83 | EG MET MENGING EN WARMTERECUPERATIE (6620/6630/6640/6650) | m3/h | 25000
5.7.71.83 | 6640 | 5.7.71.83 | EG MET MENGING EN WARMTERECUPERATIE (6620/6630/6640/6650) | m3/h | 25000
5.7.71.83 | 6650 | 5.7.71.83 | EG MET MENGING EN WARMTERECUPERATIE (6620/6630/6640/6650) | m3/h | 25000
5.7.71.82 | 6660 | 5.7.71.82 | EG MET MENGING, WARMTERECUP. EN FILTERS (6660/6670/6680/6690) | m3/h | 25000
5.7.71.82 | 6670 | 5.7.71.82 | EG MET MENGING, WARMTERECUP. EN FILTERS (6660/6670/6680/6690) | m3/h | 25000
5.7.71.82 | 6680 | 5.7.71.82 | EG MET MENGING, WARMTERECUP. EN FILTERS (6660/6670/6680/6690) | m3/h | 25000
5.7.71.82 | 6690 | 5.7.71.82 | EG MET MENGING, WARMTERECUP. EN FILTERS (6660/6670/6680/6690) | m3/h | 25000
5.7.31.01 | 6700 | 5.7.31.01 | ONTROKINGSGROEP (6700/6710/6720) | m3/h | 50000
5.7.31.01 | 6710 | 5.7.31.01 | ONTROKINGSGROEP (6700/6710/6720) | m3/h | 50000
5.7.31.01 | 6720 | 5.7.31.01 | ONTROKINGSGROEP (6700/6710/6720) | m3/h | 50000
5.7.31.10 | 6900 | 5.7.31.10 | DAKEXTRACTOR (6900/6910) | m3/h | 10000
5.7.31.10 | 6910 | 5.7.31.10 | DAKEXTRACTOR (6900/6910) | m3/h | 10000
5.7.21.10 | 6920 | 5.7.21.10 | AXIAAL EXTRACTOR (6920/6930) | m3/h | 10000
5.7.21.10 | 6930 | 5.7.21.10 | AXIAAL EXTRACTOR (6920/6930) | m3/h | 10000
5.7.21.17 | 6940 | 5.7.21.17 | KANAAL EXTRACTOR (6940) | m3/h | 40
5.7.21.00 | 6950 | 5.7.21.00 | RAAM EXTRACTOR (6950) | pcs | 1
5.5.21.84 | 7000 | 5.5.21.84 | CHILLER MET SCROLL COMPRESSOR 1 (7000) | kW | 35
5.5.21.83 | 7010 | 5.5.21.83 | CHILLER MET SCROLL COMPRESSOR 2 (7010) | kW | 65
5.5.21.82 | 7020 | 5.5.21.82 | CHILLER MET SCROLL COMPRESSOR 3 (7020) | kW | 100
5.5.21.81 | 7030 | 5.5.21.81 | CHILLER MET SCROLL COMPRESSOR 4 (7030) | kW | 155
5.5.21.80 | 7035 | 5.5.21.80 | CHILLER MET SCROLL COMPRESSOR 6 (7035) | kW | 200
5.5.21.75 | 7040 | 5.5.21.75 | CHILLER MET PISTONCOMPRESSOR 1 (7040) | kW | 55
5.5.21.74 | 7050 | 5.5.21.74 | CHILLER MET PISTONCOMPRESSOR 2 (7050) | kW | 175
5.5.21.73 | 7060 | 5.5.21.73 | CHILLER MET PISTONCOMPRESSOR 3 (7060) | kW | 350
5.5.21.72 | 7070 | 5.5.21.72 | CHILLER MET PISTONCOMPRESSOR 4 (7070) | kW | 500
5.5.21.71 | 7080 | 5.5.21.71 | CHILLER MET PISTONCOMPRESSOR 5 (7080) | kW | 750
5.5.21.70 | 7090 | 5.5.21.70 | CHILLER MET PISTONCOMPRESSOR 6 (7090) | kW | 1000
5.5.21.90 | 7100 | 5.5.21.90 | CHILLER MET SCHROEFCOMPRESSOR 1X (7100) | kW | 350
5.5.21.88 | 7110 | 5.5.21.88 | CHILLER MET SCHROEFCOMPRESSOR 2X (7110) | kW | 350
5.5.21.91 | 7120 | 5.5.21.91 | CHILLER MET SCHROEFCOMPRESSOR 1X (7120) | kW | 750
5.5.21.97 | 7130 | 5.5.21.97 | CHILLER MET SCHROEFCOMPRESSOR 2X (7130) | kW | 750
5.5.21.92 | 7140 | 5.5.21.92 | CHILLER MET SCHROEFCOMPRESSOR 1X (7140) | kW | 750
5.5.21.93 | 7150 | 5.5.21.93 | CHILLER MET SCHROEFCOMPRESSOR 1X (7150) | kW | 1000
5.5.21.87 | 7160 | 5.5.21.87 | CHILLER MET SCHROEFCOMPRESSOR 3X (7160) | kW | 1000
5.5.21.86 | 7170 | 5.5.21.86 | CHILLER MET SCHROEFCOMPRESSOR 4X (7170) | kW | 1500
5.5.21.77 | 7180 | 5.5.21.77 | CHILLER MET CENTRIFUGAAL COMPRESSOR (7180) | kW | 1250
5.5.21.21 | 7200 | 5.5.21.21 | OPEN WATERCONDENSOR (7200/7210/7220/7230) | kW | 600
5.5.21.21 | 7210 | 5.5.21.21 | OPEN WATERCONDENSOR (7200/7210/7220/7230) | kW | 600
5.5.21.21 | 7220 | 5.5.21.21 | OPEN WATERCONDENSOR (7200/7210/7220/7230) | kW | 600
5.5.21.21 | 7230 | 5.5.21.21 | OPEN WATERCONDENSOR (7200/7210/7220/7230) | kW | 600
5.5.21.20 | 7240 | 5.5.21.20 | GESLOTEN WATERCONDENSOR (7240/7250/7260/7270) | kW | 500
5.5.21.20 | 7250 | 5.5.21.20 | GESLOTEN WATERCONDENSOR (7240/7250/7260/7270) | kW | 500
5.5.21.20 | 7260 | 5.5.21.20 | GESLOTEN WATERCONDENSOR (7240/7250/7260/7270) | kW | 500
5.5.21.20 | 7270 | 5.5.21.20 | GESLOTEN WATERCONDENSOR (7240/7250/7260/7270) | kW | 500
5.4.21.13 | 7280 | 5.4.21.13 | LUCHT CONDENSOR/ DRY COOLER (7280/7290/7300/7310/732/7330/7340/73500) | kW | 500
5.4.21.13 | 7290 | 5.4.21.13 | LUCHT CONDENSOR/ DRY COOLER (7280/7290/7300/7310/732/7330/7340/73500) | kW | 500
5.4.21.13 | 7300 | 5.4.21.13 | LUCHT CONDENSOR/ DRY COOLER (7280/7290/7300/7310/732/7330/7340/73500) | kW | 500
5.4.21.13 | 7310 | 5.4.21.13 | LUCHT CONDENSOR/ DRY COOLER (7280/7290/7300/7310/732/7330/7340/73500) | kW | 500
5.4.21.13 | 7320 | 5.4.21.13 | LUCHT CONDENSOR/ DRY COOLER (7280/7290/7300/7310/732/7330/7340/73500) | kW | 500
5.4.21.13 | 7330 | 5.4.21.13 | LUCHT CONDENSOR/ DRY COOLER (7280/7290/7300/7310/732/7330/7340/73500) | kW | 500
5.4.21.13 | 7340 | 5.4.21.13 | LUCHT CONDENSOR/ DRY COOLER (7280/7290/7300/7310/732/7330/7340/73500) | kW | 500
5.4.21.13 | 7350 | 5.4.21.13 | LUCHT CONDENSOR/ DRY COOLER (7280/7290/7300/7310/732/7330/7340/73500) | kW | 500
5.5.21.11 | 7400 | 5.5.21.11 | GESLOTEN KOELTOREN (7400/7410/7420/7430) | kW | 500
5.5.21.11 | 7410 | 5.5.21.11 | GESLOTEN KOELTOREN (7400/7410/7420/7430) | kW | 500
5.5.21.11 | 7420 | 5.5.21.11 | GESLOTEN KOELTOREN (7400/7410/7420/7430) | kW | 500
5.5.21.11 | 7430 | 5.5.21.11 | GESLOTEN KOELTOREN (7400/7410/7420/7430) | kW | 500
5.5.21.10 | 7450 | 5.5.21.10 | OPEN KOELTOREN (7450/7460/7470/7480) | kW | 500
5.5.21.10 | 7460 | 5.5.21.10 | OPEN KOELTOREN (7450/7460/7470/7480) | kW | 500
5.5.21.10 | 7470 | 5.5.21.10 | OPEN KOELTOREN (7450/7460/7470/7480) | kW | 500
5.5.21.10 | 7480 | 5.5.21.10 | OPEN KOELTOREN (7450/7460/7470/7480) | kW | 500
5.7.70.94 | 7500 | 5.7.70.94 | ROOF-TOP(18-62KW)+VERW.BATT. WATER/ELEK. (7500) | m3/h | 10000
5.7.70.92 | 7510 | 5.7.70.92 | ROOF-TOP(65-150KW)+VERW.BATT. WATER/ELEK. (7510) | m3/h | 15000
5.7.70.95 | 7520 | 5.7.70.95 | ROOF-TOP(18-62KW)+ INGEB. GASKETEL (7520) | m3/h | 10000
5.7.70.93 | 7530 | 5.7.70.93 | ROOF-TOP(65-150KW)+ INGEB. GASKETEL (7530) | m3/h | 15000
5.7.70.91 | 7540 | 5.7.70.91 | ROOT-TOP(8-15 KW) OMKEERB.+ELEK. BATT. (7540) | m3/h | 3500
5.4.21.52 | 7600 | 5.4.21.52 | KLIMAKAST DIR. ONTSP. ZD COND. ZD BEVOCHT. (7600/7610/7620/7630) | kW | 60
5.4.21.52 | 7610 | 5.4.21.52 | KLIMAKAST DIR. ONTSP. ZD COND. ZD BEVOCHT. (7600/7610/7620/7630) | kW | 60
5.4.21.52 | 7620 | 5.4.21.52 | KLIMAKAST DIR. ONTSP. ZD COND. ZD BEVOCHT. (7600/7610/7620/7630) | kW | 60
5.4.21.52 | 7630 | 5.4.21.52 | KLIMAKAST DIR. ONTSP. ZD COND. ZD BEVOCHT. (7600/7610/7620/7630) | kW | 60
5.4.21.53 | 7650 | 5.4.21.53 | KLIMAKAST DIR. ONTSP. ZD COND. MET BEVOCHT. (7650/7660/7670/7680) | kW | 60
5.4.21.53 | 7660 | 5.4.21.53 | KLIMAKAST DIR. ONTSP. ZD COND. MET BEVOCHT. (7650/7660/7670/7680) | kW | 60
5.4.21.53 | 7670 | 5.4.21.53 | KLIMAKAST DIR. ONTSP. ZD COND. MET BEVOCHT. (7650/7660/7670/7680) | kW | 60
5.4.21.53 | 7680 | 5.4.21.53 | KLIMAKAST DIR. ONTSP. ZD COND. MET BEVOCHT. (7650/7660/7670/7680) | kW | 60
5.5.11.00 | 7690 | 5.5.11.00 | WINDOW UNIT (7690) | kW | 5
5.5.12.47 | 7700 | 5.5.12.47 | SPLIT UNIT GEMAKKELIJK (7700) | kW | 5
5.5.12.39 | 7705 | 5.5.12.39 | SPLIT UNIT INGEBOUWD (7705) | kW | 5
5.5.12.46 | 7710 | 5.5.12.46 | SPLIT UNIT MET LUCHT KANALEN IN PLAFOND (7710) | kW | 5
5.5.12.49 | 7720 | 5.5.12.49 | BUITEN UNIT MULTISPLIT (7720) | kW | 5
5.5.12.62 | 7725 | 5.5.12.62 | BINNEN UNIT MULTISPLIT GEMAKKELIJK (7725) | kW | 10
5.5.12.61 | 7730 | 5.5.12.61 | BINNEN UNIT MULTISPLIT INGEBOUWD (7730) | kW | 10
5.5.12.63 | 7735 | 5.5.12.63 | BIN. UNIT MULTISPL. MET KANALEN IN PLAFOND (7735) | kW | 10
5.5.12.52 | 7740 | 5.5.12.52 | BUITEN UNIT VOOR PG MET DIR. ONTSPANNING (7740) | kW | 10
5.5.12.37 | 7750 | 5.5.12.37 | VRV BUITEN UNIT (7750) | kW | 5
5.5.12.41 | 7755 | 5.5.12.41 | VRV BINNEN UNIT GEMAKKELIJK (7755) | kW | 5
5.5.12.38 | 7760 | 5.5.12.38 | VRV BINNEN UNIT INGEBOUWD (7760) | kW | 5
5.5.12.42 | 7765 | 5.5.12.42 | VRV BIN. UNIT MET KANALEN IN PLAFOND (7765) | kW | 5
5.4.21.50 | 7770 | 5.4.21.50 | KLIMAKAST MET IJSWATER ZONDER BEVOCHT. (7770/7780/7790/7795) | kW | 60
5.4.21.50 | 7780 | 5.4.21.50 | KLIMAKAST MET IJSWATER ZONDER BEVOCHT. (7770/7780/7790/7795) | kW | 60
5.4.21.50 | 7790 | 5.4.21.50 | KLIMAKAST MET IJSWATER ZONDER BEVOCHT. (7770/7780/7790/7795) | kW | 60
5.4.21.50 | 7795 | 5.4.21.50 | KLIMAKAST MET IJSWATER ZONDER BEVOCHT. (7770/7780/7790/7795) | kW | 60
5.4.21.51 | 7800 | 5.4.21.51 | KLIMAKAST MET IJSWATER MET BEVOCHT. (7800/7810/7820/7825) | kW | 60
5.4.21.51 | 7810 | 5.4.21.51 | KLIMAKAST MET IJSWATER MET BEVOCHT. (7800/7810/7820/7825) | kW | 60
5.4.21.51 | 7820 | 5.4.21.51 | KLIMAKAST MET IJSWATER MET BEVOCHT. (7800/7810/7820/7825) | kW | 60
5.4.21.51 | 7825 | 5.4.21.51 | KLIMAKAST MET IJSWATER MET BEVOCHT. (7800/7810/7820/7825) | kW | 60
5.5.12.48 | 7830 | 5.5.12.48 | MOBIELE AIRCO / ONTVOCHTIGER (7830) | kW | 5
5.5.13.90 | 7840 | 5.5.13.90 | INDIVIDUELE WARMTEPOMP OP KRING < 6 KW (7840) | kW | 5
5.5.12.12 | 7845 | 5.5.12.12 | SEMIINDUSTR. WARMTEPOMP OP KRING 6<25 KW (7845) | kW | 15
5.5.12.21 | 7850 | 5.5.12.21 | INDUSTR. WARMTEPOMP OP KRING 25<50 KW (7850) | kW | 37
5.5.13.56 | 7855 | 5.5.13.56 | CENTRALE HUISHOUDELIJKE WARMTEPOMP (7855) | kW | 5
7.3.12.51 | 7900 | 7.3.12.51 | POSITIEVE KOELKAMER (7900) | kW | 10
7.3.12.57 | 7905 | 7.3.12.57 | NEGATIEVE KOELKAMER (7905) | kW | 15
7.3.12.52 | 7910 | 7.3.12.52 | POSITIEVE KOELKAMER (7910) | kW | 22
7.3.12.57 | 7915 | 7.3.12.57 | NEGATIEVE KOELKAMER (7905) | kW | 15
7.3.12.00 | 7920 | 7.3.12.00 | KEUKEN DAMPKAP (7920) | pcs | 1
6.5.13.92 | 7921 | 6.5.13.92 | DAMKAP HORIZONTAAL KANAAL (7921) | pcs | 1
6.5.13.91 | 7922 | 6.5.13.91 | DAMKAP VERTICAAL KANAAL (7922) | pcs | 1
5.7.21.90 | 7930 | 5.7.21.90 | EXTRACTOR VOOR DAMPKAP (7930/793/7932/7933) | m3/h | 10000
5.7.21.90 | 7931 | 5.7.21.90 | EXTRACTOR VOOR DAMPKAP (7930/793/7932/7933) | m3/h | 10000
5.7.21.90 | 7932 | 5.7.21.90 | EXTRACTOR VOOR DAMPKAP (7930/793/7932/7933) | m3/h | 10000
5.7.21.90 | 7933 | 5.7.21.90 | EXTRACTOR VOOR DAMPKAP (7930/793/7932/7933) | m3/h | 10000
5.7.21.16 | 7940 | 5.7.21.16 | EXTRACTOR VOOR DAMPKAP (7940) | pcs | 1
7.3.12.31 | 7950 | 7.3.12.31 | HUISHOUDELIJK KOELKAST (7950) | pcs | 1
7.3.12.30 | 7960 | 7.3.12.30 | DIEPVRIES (7960) | pcs | 1
7.3.22.33 | 7970 | 7.3.22.33 | IJSMACHINE (7970) | pcs | 1
7.3.33.01 | 7980 | 7.3.33.01 | WIJNKOELER (7980) | pcs | 1
7.3.11.90 | 7990 | 7.3.11.90 | KEUKEN TOESTELLEN (7990) | pcs | 1
5.4.21.01 | 8000 | 5.4.21.01 | LUCHTCOMPRESSOR (8000/8010/8020) | L | 525
5.4.21.01 | 8010 | 5.4.21.01 | LUCHTCOMPRESSOR (8000/8010/8020) | L | 525
5.4.21.01 | 8020 | 5.4.21.01 | LUCHTCOMPRESSOR (8000/8010/8020) | L | 525
5.4.21.12 | 8100 | 5.4.21.12 | LUCHTDROGER EN OLIEAFSCHEIDER (8100) | L | 300
5.4.21.12 | 8110 | 5.4.21.12 | LUCHTDROGER EN OLIEAFSCHEIDER (8100) | L | 300
3.1.31.40 | 8610 | 3.1.31.40 | MANUELE DEUR MET ELEK BEDIENING (8610) | m2 | 2
9.0.65.11 | 8620 | 9.0.65.11 | GEMOTORISEERDE BARREEL (8620) | pcs | 1
3.2.31.40 | 8630 | 3.2.31.40 | GEMOTORISEERDE DEUR (8630) | m2 | 4
5.7.11.15 | 8650 | 5.7.11.15 | AUTOMATISCHE SCHUIFLUIK (8650) | pcs | 1
3.1.32.10 | 8660 | 3.1.32.10 | GEMOTORISEERDE SCHUIFDEUR (8660) | m2 | 2
3.2.31.10 | 8670 | 3.2.31.10 | GEMOTORISEERDE DRAAIDEUR (8670) | m2 | 2
6.4.11.12 | 8690 | 6.4.11.12 | SIGNALISATIE PARKING (8690) | pcs | 1
6.5.22.00 | 8700 | 6.5.22.00 | TOEGANGSCONTROLE (8700) | pcs | 1
6.5.22.20 | 8710 | 6.5.22.20 | VIDEOFONIE (8710) | pcs | 1
6.5.21.20 | 8720 | 6.5.21.20 | CCTV (8720) | pcs | 1
6.5.21.25 | 8725 | 6.5.21.25 | BEWAKINGSCAMERA (8725) | pcs | 1
6.5.22.10 | 8730 | 6.5.22.10 | PARLOFONIE (8730) | pcs | 1
6.5.12.41 | 8740 | 6.5.12.41 | DEUROPENER (8740) | pcs | 1
6.5.22.01 | 8750 | 6.5.22.01 | BADGELEZER (8750) | pcs | 1
6.5.22.11 | 8800 | 6.5.22.11 | INTERFONIE (8800) | pcs | 1
6.4.24.07 | 8810 | 6.4.24.07 | GELUIDINSTALLATIE (8810) | pcs | 1
5.7.71.57 | 9000 | 5.7.71.57 | SCHOONMAAK BEURT TECHNIISCHE LOKALEN (9000) | pcs | 1
5.3.20.07 | 9020 | 5.3.20.07 | LEIDINGEN HVAC (9020) | m1 | 500
5.5.30.92 | 9025 | 5.5.30.92 | TRACING (9025) | m1 | 100
5.3.01.04 | 9030 | 5.3.01.04 | ISOLATIE (9030) | m1 | 200
5.3.20.05 | 9040 | 5.3.20.05 | SANITAIRE LEIDINGEN (9040) (Sanitary Hot water piping) | m1 | 500
5.7.70.70 | 9050 | 5.7.70.70 | KANALEN SCHOONMAKEN OM DE 10 JAREN (9050) Air Ducting | m1 | 1
5.7.11.00 | 9080 | 5.7.11.00 | RWA (9080) | m2 | 1
5.2.12.00 | 9090 | 5.2.12.00 | LEDIGEN EN REINIGING REGENWATERPUT (9090) | m1 | 10
6.1.61.21 | 9110 | 6.1.61.21 | PV installatie (9110) | W | 15000
6.1.61.20 | 9120 | 6.1.61.20 | PV panelen (9120) | W | 300
9.0.99.15 | 9410 | 9.0.99.15 | BACTERIOLOGISCHE WATERANALYSE (9410) | kW | 450
9.0.99.16 | 9415 | 9.0.99.16 | BACTERIOLOGISCHE WATERANALYSE (9415) | kW | 450
9.0.99.21 | 9420 | 9.0.99.21 | ANALYSE VERWARMINGS- EN KOELINGSWATER (9420) | kW | 450
9.0.99.17 | 9430 | 9.0.99.17 | BACTERIOLOGISCHE LUCHTANALYSE (9430) | kW | 450
9.0.99.01 | 9500 | 9.0.99.01 | ZOUT VOOR WATERVERZACHTER (9500) | kW | 450
5.2.32.20 | 9510 | 5.2.32.20 | WATERBEHANDELING (9510) | pcs | 1
5.7.70.48 | 9520 | 5.7.70.48 | ABSOLUUT FILTERS (9520) | pcs | 1
6.6.11.00 | 9600 | 6.6.11.00 | LIFTEN (9600) | # of stops | 2
6.6.31.01 | 9610 | 6.6.31.01 | GOEDERENLIFT (9610) | # of stops | 2
6.6.14.01 | 9620 | 6.6.14.01 | NACELLE (9620) | pcs | 1
6.6.14.00 | 9630 | 6.6.14.00 | HOOGTEWERKER (9630) | Allowed mass (kg) | 150
6.6.21.00 | 9640 | 6.6.21.00 | ROLTRAP (9640) | m1 | 5
6.7.24.10 | 9800 | 6.7.24.10 | GBS (9800) | pcs | 1
6.7.24.90 | 9860 | 6.7.24.90 | ENERGIEBEHEER (9860) | pcs | 1
5.8.21.45 | 9870 | 5.8.21.45 | TELLEROPNAME (9870) | pcs | 1
6.7.24.92 | 9991 | 6.7.24.92 | BEHEER TELEBEWAKING 8 KANALEN (9991) | pcs | 1
6.7.24.95 | 9992 | 6.7.24.95 | BEHEER TELEBEWAKING 16 KANALEN (9992) | pcs | 1
6.7.24.94 | 9993 | 6.7.24.94 | BEHEER TELEBEWAKING 24 KANALEN (9993) | pcs | 1
6.7.24.93 | 9994 | 6.7.24.93 | BEHEER TELEBEWAKING 32 KANALEN (9994) | pcs | 1
5.7.71.61 | 9995 | 5.7.71.61 | PLAATSEN + BEHEER TELEBEW. 8 KANALEN (9995) | pcs | 1
5.7.71.64 | 9996 | 5.7.71.64 | PLAATSEN + BEHEER TELEBEW. 16 KANALEN (9996) | pcs | 1
5.7.71.63 | 9997 | 5.7.71.63 | PLAATSEN + BEHEER TELEBEW. 24 KANALEN (9997) | pcs | 1
5.7.71.62 | 9998 | 5.7.71.62 | PLAATSEN + BEHEER TELEBEW. 32 KANALEN (9998) | pcs | 1
9.9.90.01 | 9130 | 9.9.90.01 | ZOUTELEKTROLYSE (9130) | pcs | 1
9.9.90.02 | 9131 | 9.9.90.02 | UV DESINFECTIE (9131) | pcs | 1
9.9.90.03 | 9132 | 9.9.90.03 | BICARBONATCEL (9132) | pcs | 1
9.9.90.04 | 9133 | 9.9.90.04 | MEET-&DOSSEERTOESTEL (9133) | pcs | 1
9.9.90.05 | 9134 | 9.9.90.05 | UFRO (9134) | pcs | 1
9.9.90.06 | 9135 | 9.9.90.06 | WATERDETECTIE (9135) | pcs | 1
9.9.90.07 | 9140 | 9.9.90.07 | NIVEAUDETECTIE (9140) | pcs | 1
9.9.90.08 | 9160 | 9.9.90.08 | VUILWATERBUFFER (9160) | pcs | 1
9.9.90.09 | 9170 | 9.9.90.09 | BUFFER (9170) | pcs | 1
9.9.90.10 | 9200 | 9.9.90.10 | Muziekinstallatie (9200) | pcs | 1
9.9.90.11 | 9201 | 9.9.90.11 | Oproepsysteem (9201) | pcs | 1
9.9.90.12 | 9202 | 9.9.90.12 | Digitale klok zwembad (9202) | pcs | 1
9.9.90.13 | 9203 | 9.9.90.13 | Haardroger (9203) | pcs | 1
9.9.90.14 | 9260 | 9.9.90.14 | VLOERANALYSE (9260) | pcs | 1
9.9.90.15 | 9270 | 9.9.90.15 | LED SCHERM 40" (9270) | pcs | 1
9.9.90.16 | 9280 | 9.9.90.16 | LED SCHERM 2x3m (9280) | pcs | 1
9.9.90.17 | 9290 | 9.9.90.17 | DIVERS (9290) | pcs | 1
9.9.90.18 | 9300 | 9.9.90.18 | CALIBRATIE MEETTOESTEL (9300) | pcs | 1
5.1.33.05 | 1920 | 5.1.33.05 | HD UITRUSTING STOOMKETEL (1920) | kW | 1000
5.7.71.92 | 6060 | 5.7.71.92 | PG 2 BATT. MET BEVOCHTIGER (6040/6050/6060/6070) | m3/h | 30000
5.7.71.93 | 6160 | 5.7.71.93 | PG 2 BATT. MET AMAZONE BEVOCHTIGER (6140/6150/6160/6170/6180/6190/6200/6210) | m3/h | 30000
5.7.71.94 | 6190 | 5.7.71.94 | PG 2 BATT. MET AMAZONE BEVOCHTIGER (6190) | m3/h | 30000
5.1.33.90 | 1820 | 5.1.33.90 | OLIESTOOMKETEL + SCHOUW LD (1820) | kW | 600
5.1.33.95 | 1800 | 5.1.33.95 | GASSTOOMKETEL + SCHOUW LD (1800) | kW | 600
9.0.99.10 | 9421 | 9.0.99.10 | MAANDELIJKSE WATERANALYSE ZWEMBAD (9421) | kW | 450
0.0.00.99 |  | 0.0.00.99 | To be filled in later (0) | pcs | 1
2.7.11.16 |  | 2.7.11.16 | BALLAST (5650) | m2 | 500
3.1.32.10 |  | 3.1.32.10 | GEMOTORISEERDE SCHUIFDEUR (8660) | m2 | 2
3.2.31.10 |  | 3.2.31.10 | GEMOTORISEERDE DRAAIDEUR (8670) | m2 | 2
3.2.31.40 |  | 3.2.31.40 | GEMOTORISEERDE DEUR (8630) | m2 | 4
5.1.11.10 |  | 5.1.11.10 | WARMELUCHTGENERAT. + SCHOUW (900/910/920/930/940/950/960/970/980) | kW | 350
5.1.11.20 |  | 5.1.11.20 | GAZCONVECTOR (130) | kW | 10
5.1.12.10 |  | 5.1.12.10 | OLIEKACHEL (120) | kW | 10
5.1.13.10 |  | 5.1.13.10 | OPENHAARD SCHOUW (100) | pcs | 1
5.1.21.06 |  | 5.1.21.06 | GASWANDKETEL (140) | kW | 40
5.1.21.08 |  | 5.1.21.08 | GASWANDKETEL met WW (141) | kW | 40
5.1.21.10 |  | 5.1.21.10 | MEC. ATMOS. GASKETEL + SCHOUW (845/850/855) | kW | 400
5.1.21.25 |  | 5.1.21.25 | GASBRANDER 1 STAP (400) | kW | 75
5.1.21.26 |  | 5.1.21.26 | GASBRANDER 2 STAP. (405/410/415/420/425/430/435/440/445/450) | kW | 1000
5.1.22.05 |  | 5.1.22.05 | GASWANDKETEL GECOND (143) | kW | 40
5.1.22.10 |  | 5.1.22.10 | OLIEGESTOOKTE WANDKETEL (144) | kW | 40
5.1.22.11 |  | 5.1.22.11 | OLIEGESTOOKTE CONDENSERENDE WANDKETEL (145) | kW | 40
5.1.22.15 |  | 5.1.22.15 | OLIEBRANDER 2 STAP. (310/315/320/325/330/335/340/345/350/355) | kW | 1000
5.1.22.16 |  | 5.1.22.16 | OLIEBRANDER 1 STAP (300) | kW | 60
5.1.22.17 |  | 5.1.22.17 | MODUL. OLIEBRANDER (360/365/370) | kW | 2000
5.1.22.18 |  | 5.1.22.18 | MODUL. GAS-OLIEBRANDER (530/540/550) | kW | 2000
5.1.22.19 |  | 5.1.22.19 | MODUL. GASBRANDER (455/460/465) | kW | 2000
5.1.22.21 |  | 5.1.22.21 | GAS-OLIEBRANDER 2 STAP. (500/510/520) | kW | 2000
5.1.22.50 |  | 5.1.22.50 | OLIEKETEL + SCHOUW (600/605/610/615/620/625/630/635/640/645/650/655) | kW | 1000
5.1.29.00 |  | 5.1.29.00 | CONTROLE VAN EEN ONDERGRONDSE TANK (1630) | L | 200
5.1.29.10 |  | 5.1.29.10 | CONTROLE VAN EEN BOVENGRONDSE TANK (1620) | L | 200
5.1.29.20 |  | 5.1.29.20 | TRANSFERT FUELPOMP (1700) | pcs | 1
5.1.30.00 |  | 5.1.30.00 | BUISWARMTEWISSELAAR (4510) | kW | 50
5.1.30.10 |  | 5.1.30.10 | PLATENWARMTEWISSELAAR (VERWARMING) (4520) | kW | 50
5.1.33.05 |  | 5.1.33.05 | HD UITRUSTING STOOMKETEL (1920) | kW | 1000
5.1.33.50 |  | 5.1.33.50 | STOOMWARMTEWISSELAAR (1930) | kW | 1000
5.1.53.01 |  | 5.1.53.01 | ELECTR. CONVECTOR (3200) | kW | 500
5.1.53.03 |  | 5.1.53.03 | GEMAK. VENTILO-CONV. 1 BAT. (3405) | pcs | 1
5.1.53.04 |  | 5.1.53.04 | GEMAK. VENTILO-CONV. 2 BAT. (3400) | pcs | 1
5.2.02.03 |  | 5.2.02.03 | DAKCREPINE (4960) | pcs | 1
5.2.11.12 |  | 5.2.11.12 | VERTICALE AFVOERBUIZEN (4970) | m1 | 10
5.2.12.00 |  | 5.2.12.00 | LEDIGEN EN REINIGING REGENWATERPUT (9090) | m1 | 10
5.2.16.10 |  | 5.2.16.10 | WATERPOMP (2505/2600/2610/2620) | m3/h | 150
5.2.16.11 |  | 5.2.16.11 | HUISHOUDELIJKE DOMPELPOMP (4600) | pcs | 1
5.2.21.00 |  | 5.2.21.00 | LEDIGEN SEPTISCHE PUT (4910) | L | 1000
5.2.21.10 |  | 5.2.21.10 | RIOLLONTSTOPPING (4901/4902/4903) | mm | 250
5.2.26.00 |  | 5.2.26.00 | OPVOERPOMP FECALIEN (4615) | pcs | 1
5.2.32.10 |  | 5.2.32.10 | LEDIGEN VETAFSCHEIDER (4930) | pcs | 1
5.2.32.20 |  | 5.2.32.20 | WATERBEHANDELING (9510) | pcs | 1
5.2.32.30 |  | 5.2.32.30 | CONDENSAATPOMP (3561) | mm | 82
5.3.01.04 |  | 5.3.01.04 | ISOLATIE (9030) | m1 | 200
5.3.11.00 |  | 5.3.11.00 | FILTER VERW. + SAN (2300) | pcs | 1
5.3.20.00 |  | 5.3.20.00 | CIRCULATOR (2500) | mm | 25
5.3.20.01 |  | 5.3.20.01 | STAT. EXPANSIEVAT (2100) | L | 25
5.3.20.04 |  | 5.3.20.04 | DYNAM. EXPANSIEVAT (2110) | L | 25
5.3.20.05 |  | 5.3.20.05 | SANITAIRE LEIDINGEN (9040) (Sanitary Hot water piping) | m1 | 500
5.3.20.07 |  | 5.3.20.07 | LEIDINGEN HVAC (9020) | m1 | 500
5.3.21.00 |  | 5.3.21.00 | INDIVID. ELECTR. BOILER (4410) | L | 8
5.3.23.10 |  | 5.3.23.10 | OLIEKETEL DOOR VIESSMANN (601) | kW | 45
5.3.50.40 |  | 5.3.50.40 | DOSEERPOMP (4200) | pcs | 1
5.3.51.10 |  | 5.3.51.10 | ZANDFILTER (4701) | pcs | 1
5.3.51.20 |  | 5.3.51.20 | OSMOSEUR (4100) | pcs | 1
5.3.52.00 |  | 5.3.52.00 | WATERVERZACHTER DUPLEX (4020/4021/4022) | L | 250
5.3.52.01 |  | 5.3.52.01 | WATERVERZACH. VOLUMETELLER (4010/4011/4012) | m3/h | 200
5.3.52.02 |  | 5.3.52.02 | WATERVERZACHTER UURTELLER (4000/4001/4002) | m3/h | 200
5.4.01.11 |  | 5.4.01.11 | SCHELLKRAAN (4800) | pcs | 1
5.4.21.01 |  | 5.4.21.01 | LUCHTCOMPRESSOR (8000/8010/8020) | L | 525
5.4.21.12 |  | 5.4.21.12 | LUCHTDROGER EN OLIEAFSCHEIDER (8100) | L | 300
5.4.21.13 |  | 5.4.21.13 | LUCHT CONDENSOR/ DRY COOLER (7280/7290/7300/7310/732/7330/7340/73500) | kW | 500
5.4.21.31 |  | 5.4.21.31 | LEDIGEN OLIEAFSCHEIDER (4920) | pcs | 1
5.4.21.50 |  | 5.4.21.50 | KLIMAKAST MET IJSWATER ZONDER BEVOCHT. (7770/7780/7790/7795) | kW | 60
5.4.21.51 |  | 5.4.21.51 | KLIMAKAST MET IJSWATER MET BEVOCHT. (7800/7810/7820/7825) | kW | 60
5.4.21.52 |  | 5.4.21.52 | KLIMAKAST DIR. ONTSP. ZD COND. ZD BEVOCHT. (7600/7610/7620/7630) | kW | 60
5.4.21.53 |  | 5.4.21.53 | KLIMAKAST DIR. ONTSP. ZD COND. MET BEVOCHT. (7650/7660/7670/7680) | kW | 60
5.5.11.00 |  | 5.5.11.00 | WINDOW UNIT (7690) | kW | 5
5.5.12.12 |  | 5.5.12.12 | SEMIINDUSTR. WARMTEPOMP OP KRING 6<25 KW (7845) | kW | 15
5.5.12.13 |  | 5.5.12.13 | CONDENSERENDE OLIEKETEL + SCHOUW (660/662/663/664/665/666/667/668/669/670/671/672) | kW | 1163
5.5.12.21 |  | 5.5.12.21 | INDUSTR. WARMTEPOMP OP KRING 25<50 KW (7850) | kW | 37
5.5.12.37 |  | 5.5.12.37 | VRV BUITEN UNIT (7750) | kW | 5
5.5.12.38 |  | 5.5.12.38 | VRV BINNEN UNIT INGEBOUWD (7760) | kW | 5
5.5.12.39 |  | 5.5.12.39 | SPLIT UNIT INGEBOUWD (7705) | kW | 5
5.5.12.40 |  | 5.5.12.40 | PG DIRECTE ONTSPAN. + 1 BAT. WATER / ELEK. (6220/6225) | m3/h | 10000
5.5.12.41 |  | 5.5.12.41 | VRV BINNEN UNIT GEMAKKELIJK (7755) | kW | 5
5.5.12.42 |  | 5.5.12.42 | VRV BIN. UNIT MET KANALEN IN PLAFOND (7765) | kW | 5
5.5.12.46 |  | 5.5.12.46 | SPLIT UNIT MET LUCHT KANALEN IN PLAFOND (7710) | kW | 5
5.5.12.47 |  | 5.5.12.47 | SPLIT UNIT GEMAKKELIJK (7700) | kW | 5
5.5.12.48 |  | 5.5.12.48 | MOBIELE AIRCO / ONTVOCHTIGER (7830) | kW | 5
5.5.12.49 |  | 5.5.12.49 | BUITEN UNIT MULTISPLIT (7720) | kW | 5
5.5.21.10 |  | 5.5.21.10 | OPEN KOELTOREN (7450/7460/7470/7480) | kW | 500
5.5.21.11 |  | 5.5.21.11 | GESLOTEN KOELTOREN (7400/7410/7420/7430) | kW | 500
5.5.21.20 |  | 5.5.21.20 | GESLOTEN WATERCONDENSOR (7240/7250/7260/7270) | kW | 500
5.5.21.21 |  | 5.5.21.21 | OPEN WATERCONDENSOR (7200/7210/7220/7230) | kW | 600
5.5.30.09 |  | 5.5.30.09 | VOEDINGSPOMP STOOMKETEL (1890) | kW | 1000
5.5.30.80 |  | 5.5.30.80 | PLATENWARMTEWISSELAAR (KOELING) (4540) | kW | 50
5.5.30.92 |  | 5.5.30.92 | TRACING (9025) | m1 | 100
5.6.10.70 |  | 5.6.10.70 | GEMOTORIS. KRAAN 2V (5111) | pcs | 1
5.6.10.71 |  | 5.6.10.71 | GEMOTORIS. KRAAN 3V (5110) | pcs | 1
5.6.10.85 |  | 5.6.10.85 | BUFFERVAT (2810) | L | 70
5.6.11.00 |  | 5.6.11.00 | RADIATOR (3000) | kW | 250
5.6.20.00 |  | 5.6.20.00 | VEILIGHEIDVENTIEL LD STOOM (1840) | kW | 1000
5.6.20.02 |  | 5.6.20.02 | THERMOSTATISCHE MENGKRAAN (4801) | pcs | 1
5.6.20.05 |  | 5.6.20.05 | MEERVOUDIGE MENGKRAAN (4802) | pcs | 1
5.6.21.00 |  | 5.6.21.00 | VEILIGHEIDVENTIEL HD STOOM (1850) | kW | 1000
5.6.32.02 |  | 5.6.32.02 | ATMOS. GASKETEL + SCHOUW (800/805/810/815/820/825/830/835/840) | kW | 480
5.6.32.13 |  | 5.6.32.13 | GAS STRALINGSPANELEN (1500) | kW | 22
5.7.11.00 |  | 5.7.11.00 | RWA (9080) | m2 | 1
5.7.11.10 |  | 5.7.11.10 | ROOKKOEPEL (5830) | pcs | 1
5.7.21.00 |  | 5.7.21.00 | RAAM EXTRACTOR (6950) | pcs | 1
5.7.21.10 |  | 5.7.21.10 | AXIAAL EXTRACTOR (6920/6930) | m3/h | 10000
5.7.31.10 |  | 5.7.31.10 | DAKEXTRACTOR (6900/6910) | m3/h | 10000
5.7.61.11 |  | 5.7.61.11 | GEMAK. LUCHTVERHITTER (3600) | kW | 18
5.7.61.21 |  | 5.7.61.21 | WARMELUCHT GORDIJN (3620) | m3/h | 1500
5.7.70.10 |  | 5.7.70.10 | STOOMBEVOCHTIGER (6400/6410/6420) | # of devices | 2
5.7.70.40 |  | 5.7.70.40 | UV STERILISATOR (6440) | pcs | 1
5.7.70.48 |  | 5.7.70.48 | ABSOLUUT FILTERS (9520) | pcs | 1
5.7.70.62 |  | 5.7.70.62 | LUCHTROOSTER ZONDER FILTER (3700) | pcs | 1
5.7.70.63 |  | 5.7.70.63 | LUCHTROOSTER MET FILTER (3710) | pcs | 1
5.7.70.70 |  | 5.7.70.70 | KANALEN SCHOONMAKEN OM DE 10 JAREN (9050) Air Ducting | m1 | 1
5.7.70.90 |  | 5.7.70.90 | GEMOTORISEERDE BRANDKLEP (6450) | pcs | 1
5.7.71.36 |  | 5.7.71.36 | PG 3 BATT. MET BEVOCHTIGER (6100/6110/6120/6130) | m3/h | 30000
5.8.11.20 |  | 5.8.11.20 | FREKWENTIEREGELAAR (6430) | kW | 1000
5.8.21.11 |  | 5.8.21.11 | OLIEMETER (1610) | pcs | 1
5.8.21.45 |  | 5.8.21.45 | TELLEROPNAME (9870) | pcs | 1
6.1.11.00 |  | 6.1.11.00 | NO-BREAK (5440) | kVA | 50
6.1.11.10 |  | 6.1.11.10 | NOODSTROOMAGGREGAAT (5200) | kVA | 175
6.1.11.16 |  | 6.1.11.16 | OLIETANK (1600) | L | 500
6.1.41.22 |  | 6.1.41.22 | THERMOGRAFIE HS and ALSB (5390) | pcs | 1
6.1.61.20 |  | 6.1.61.20 | PV panelen (9120) | W | 300
6.1.61.21 |  | 6.1.61.21 | PV installatie (9110) | W | 15000
6.1.61.47 |  | 6.1.61.47 | VERDEELBORD (5420) | pcs | 1
6.1.61.49 |  | 6.1.61.49 | THERMOGRAFIE VERDEELBORD (5395) | pcs | 1
6.1.71.03 |  | 6.1.71.03 | BLIKSEMAFLEIDER (5660) | pcs | 1
6.2.41.00 |  | 6.2.41.00 | STOPCONTACTEN EN SCHAKELAARS (5400) | pcs | 1
6.3.24.00 |  | 6.3.24.00 | NOODVERLICHTING (5500) decentraal | pcs | 1
6.3.41.00 |  | 6.3.41.00 | TL 8 (5520) | pcs | 1
6.3.41.01 |  | 6.3.41.01 | TL 5 (5530) | pcs | 1
6.3.41.30 |  | 6.3.41.30 | HALOGEEN (5560) | pcs | 1
6.3.44.15 |  | 6.3.44.15 | SPOTS (5590) | pcs | 1
6.4.11.12 |  | 6.4.11.12 | SIGNALISATIE PARKING (8690) | pcs | 1
6.4.24.07 |  | 6.4.24.07 | GELUIDINSTALLATIE (8810) | pcs | 1
6.5.11.00 |  | 6.5.11.00 | BRANDCENTRALE (5805) | # of Zones | 8
6.5.11.01 |  | 6.5.11.01 | BRANDCENTRALE NBN S 21-100 (5800) | # of Zones | 8
6.5.11.05 |  | 6.5.11.05 | AANTAL BRANDDETECTOREN (5801) | pcs | 1
6.5.11.15 |  | 6.5.11.15 | SIRENE/KLAXON (5850) | pcs | 1
6.5.13.00 |  | 6.5.13.00 | DRAAGBARE SCHUIMBLUSSER (5890) | kg | 5
6.5.13.01 |  | 6.5.13.01 | DRAAGBARE POEDERBLUSSER (5891) | kg | 5
6.5.13.02 |  | 6.5.13.02 | DRAAGBARE CO² BLUSSER (5892) | kg | 5
6.5.13.10 |  | 6.5.13.10 | ARGONBLUSSING (5740) | pcs | 1
6.5.13.21 |  | 6.5.13.21 | SPRINKLERKOP (5731) | pcs | 1
6.5.13.22 |  | 6.5.13.22 | DIESELPOMP SPRINKLERINSTALLATIE (5732) | pcs | 1
6.5.13.23 |  | 6.5.13.23 | ELEKTRISCHE POMP SPRINKLERINSTALLATIE (5733) | pcs | 1
6.5.13.24 |  | 6.5.13.24 | JOCKEY POMP SPRINKLERINSTALLATIE (5734) | pcs | 1
6.5.13.26 |  | 6.5.13.26 | NETWERK SPRINKLERINSTALLATIE (5736) | m1 | 10
6.5.13.30 |  | 6.5.13.30 | BRANDHASPEL (5870) | pcs | 1
6.5.13.34 |  | 6.5.13.34 | NETWERK SPRINKLERINSTALLATIE TESTEN VAN DE ALARMEN (5735) | pcs | 1
6.5.21.00 |  | 6.5.21.00 | INBRAAKCENTRALE (5900) | pcs | 1
6.5.21.03 |  | 6.5.21.03 | DRUKKNOP ALARM/ALERTE (5860) | pcs | 1
6.5.21.20 |  | 6.5.21.20 | CCTV (8720) | pcs | 1
6.5.22.00 |  | 6.5.22.00 | TOEGANGSCONTROLE (8700) | pcs | 1
6.5.22.01 |  | 6.5.22.01 | BADGELEZER (8750) | pcs | 1
6.5.22.10 |  | 6.5.22.10 | PARLOFONIE (8730) | pcs | 1
6.5.22.20 |  | 6.5.22.20 | VIDEOFONIE (8710) | pcs | 1
6.5.80.00 |  | 6.5.80.00 | VEILIGHEIDSDOUCHE (4862) | pcs | 1
6.6.11.00 |  | 6.6.11.00 | LIFTEN (9600) | # of stops | 2
6.6.14.00 |  | 6.6.14.00 | HOOGTEWERKER (9630) | Allowed mass (kg) | 150
6.6.21.00 |  | 6.6.21.00 | ROLTRAP (9640) | m1 | 5
6.6.31.01 |  | 6.6.31.01 | GOEDERENLIFT (9610) | # of stops | 2
6.7.24.10 |  | 6.7.24.10 | GBS (9800) | pcs | 1
7.3.12.00 |  | 7.3.12.00 | KEUKEN DAMPKAP (7920) | pcs | 1
7.3.12.30 |  | 7.3.12.30 | DIEPVRIES (7960) | pcs | 1
7.3.12.31 |  | 7.3.12.31 | HUISHOUDELIJK KOELKAST (7950) | pcs | 1
7.3.22.33 |  | 7.3.22.33 | IJSMACHINE (7970) | pcs | 1
7.4.11.00 |  | 7.4.11.00 | URINOIR (4820) | pcs | 1
7.4.11.01 |  | 7.4.11.01 | URINOIR AUTOMAT. SPOELING (4830) | pcs | 1
7.4.11.05 |  | 7.4.11.05 | WC / Toilet (4840) | pcs | 1
7.4.11.12 |  | 7.4.11.12 | UITGIETBAK (4850) | pcs | 1
7.4.11.14 |  | 7.4.11.14 | LAVABO (4810) | pcs | 1
7.4.11.16 |  | 7.4.11.16 | KRANEN MET DICHTINGEN (2000) | pcs | 1
7.4.11.20 |  | 7.4.11.20 | DOUCHE (4860) | pcs | 1
7.4.11.21 |  | 7.4.11.21 | LIGBAD (4870) | pcs | 1
7.4.11.25 |  | 7.4.11.25 | GEMEENSCHAPPELIJKE DOUCHE (4861) | pcs | 1
7.4.11.26 |  | 7.4.11.26 | DIFFERENTIEEL KRAAN (2630) | pcs | 1
7.4.12.05 |  | 7.4.12.05 | WC / Toilet MET VERGRUIZER (4845) | pcs | 1
9.0.65.11 |  | 9.0.65.11 | GEMOTORISEERDE BARREEL (8620) | pcs | 1
9.0.82.05 |  | 9.0.82.05 | ZWEMBAD (4700) | m3 | 50
9.0.99.01 |  | 9.0.99.01 | ZOUT VOOR WATERVERZACHTER (9500) | kg | 1
7.3.33.01 |  | 7.3.33.01 | WIJNKOELER (7980) | pcs | 1
5.7.71.97 |  | 5.7.71.97 | TOESTEL IN PLAFOND KANALISEERBAAR 2 BATT. (3420) | m3/h | 25000
5.7.71.98 |  | 5.7.71.98 | TOESTEL IN PLAFOND KANALISEERBAAR 1 BATT. (3425) | m3/h | 25000
5.1.33.51 |  | 5.1.33.51 | STOMMWARMTEWISSELAAR (4530) | kW | 600
9.0.52.99 |  | 9.0.52.99 | STERFPUT (4950) | m3 | 10
5.1.13.11 |  | 5.1.13.11 | kachel schouw (110) | pcs | 1
6.7.14.15 |  | 6.7.14.15 | INDIVID. VERWARMINGSREGELING (5100) | pcs | 1
6.7.14.16 |  | 6.7.14.16 | INDIVID. KOELINGSREGELING (5090) | pcs | 1
7.3.22.70 |  | 7.3.22.70 | IJSSTOCKAGE (2820) | pcs | 1
5.7.70.99 |  | 5.7.70.99 | BRANDKLEP MET ZEKERING (6460) | pcs | 1
5.7.70.91 |  | 5.7.70.91 | ROOT-TOP(8-15 KW) OMKEERB.+ELEK. BATT. (7540) | m3/h | 3500
5.7.70.92 |  | 5.7.70.92 | ROOF-TOP(65-150KW)+VERW.BATT. WATER/ELEK. (7510) | m3/h | 15000
5.7.70.93 |  | 5.7.70.93 | ROOF-TOP(65-150KW)+ INGEB. GASKETEL (7530) | m3/h | 15000
5.7.70.94 |  | 5.7.70.94 | ROOF-TOP(18-62KW)+VERW.BATT. WATER/ELEK. (7500) | m3/h | 10000
5.7.70.95 |  | 5.7.70.95 | ROOF-TOP(18-62KW)+ INGEB. GASKETEL (7520) | m3/h | 10000
5.7.71.90 |  | 5.7.71.90 | PG 3 BATT. ZONDER BEVOCHTIGER (6080/6085/6090/6095) | m3/h | 30000
5.7.71.91 |  | 5.7.71.91 | PG 2 BATT. ZONDER BEVOCHTIGER (6000/6010/6020) | pcs | 1
5.7.71.92 |  | 5.7.71.92 | PG 2 BATT. MET BEVOCHTIGER (6040/6050/6060/6070) | m3/h | 30000
5.7.71.93 |  | 5.7.71.93 | PG 2 BATT. MET AMAZONE BEVOCHTIGER (6140/6150/6160/6170/6180/6190/6200/6210) | m3/h | 30000
5.7.71.94 |  | 5.7.71.94 | PG 2 BATT. MET AMAZONE BEVOCHTIGER (6190) | m3/h | 20000
5.7.71.95 |  | 5.7.71.95 | PG 1 VERWARMINGSBATT. + LUCHTFILTER F7 (6230/6240/6250/6260) | m3/h | 30000
5.7.71.96 |  | 5.7.71.96 | PG 1 KOUDE BATTERIJ + LUCHTFILTER F7 (6280/6290/6300/6310/6320) | m3/h | 75000
5.5.12.50 |  | 5.5.12.50 | ONTSPANNINGDOOS ZONDER BATT. (Luchtregelklep) (3800) | m3/h | 5000
5.5.12.51 |  | 5.5.12.51 | ONTSPANNINGDOOS MET BATT. (Luchtregelklep) (3810) | m3/h | 5000
5.1.33.90 |  | 5.1.33.90 | OLIESTOOMKETEL + SCHOUW LD (1820) | kW | 450
6.3.24.01 |  | 6.3.24.01 | NOODVERLICHTING ONDERAANEMERS (5501) | pcs | 1
3.1.31.40 |  | 3.1.31.40 | MANUELE DEUR MET ELEK BEDIENING (8610) | m2 | 2
6.5.12.90 |  | 6.5.12.90 | MAGNEET VOOR BRANDDEUR (5820) | pcs | 1
5.7.70.65 |  | 5.7.70.65 | LUCHTROOSTER DOOR ONDERAANN. (3750) | pcs | 1
7.3.11.90 |  | 7.3.11.90 | KEUKEN TOESTELLEN (7990) | pcs | 1
6.3.41.90 |  | 6.3.41.90 | JODIUMLAMP (5600) | pcs | 1
5.7.71.40 |  | 5.7.71.40 | INGEBOUWD VENTILO-CONV. 2 BAT. (3410) | pcs | 1
5.7.71.41 |  | 5.7.71.41 | INGEBOUWD VENTILO-CONV. 1 BAT. (3415) | pcs | 1
5.5.13.90 |  | 5.5.13.90 | INDIVIDUELE WARMTEPOMP OP KRING < 6 KW (7840) | kW | 5
5.1.11.90 |  | 5.1.11.90 | HOOG LUCHTVERHITTER (3610) | kW | 40
6.3.41.91 |  | 6.3.41.91 | HOGEDRUK NATRIUMLAMP (5610) | pcs | 1
7.3.11.91 |  | 7.3.11.91 | GOOTSTEEN (4890) | pcs | 1
6.3.41.92 |  | 6.3.41.92 | GLOEILAMP (5540) | pcs | 1
5.1.33.95 |  | 5.1.33.95 | GASSTOOMKETEL + SCHOUW LD (1800) | kW | 450
6.5.35.05 |  | 6.5.35.05 | Gasdetectie (aardgas CH4) - Dalemans OCTOBUS / OCTOPLUS / U.V6 (5702) | pcs | 1
6.5.35.06 |  | 6.5.35.06 | Gasdetectie (aardgas CH4) - Dalemans E, F, U.H1, U.H6 (5701) | pcs | 1
6.5.13.80 |  | 6.5.13.80 | FOSFAAT INJECTOR (2700) | pcs | 1
9.0.52.90 |  | 9.0.52.90 | FORFAIT VOOR RIOOLONTSTOPPING (4900) | pcs | 1
9.0.52.91 |  | 9.0.52.91 | FORFAIT VOOR LEDIGEN VAN SEPTISCHE PUT (4911) | pcs | 1
9.0.52.92 |  | 9.0.52.92 | FORFAIT LEDIGEN OLIEAFSCHEIDER (4921) | pcs | 1
5.7.21.90 |  | 5.7.21.90 | EXTRACTOR VOOR DAMPKAP (7930/793/7932/7933) | m3/h | 10000
6.7.24.90 |  | 6.7.24.90 | ENERGIEBEHEER (9860) | pcs | 1
5.1.53.05 |  | 5.1.53.05 | ELECTR. CONVECTOR ACCUMULAT. (3300) | kW | 5
5.7.71.45 |  | 5.7.71.45 | EJECTO-CONVECTOR 2 BAT. (3500) | kW | 5
5.7.71.46 |  | 5.7.71.46 | EJECTO-CONVECTOR 1 BAT. (3505) | kW | 5
5.7.71.47 |  | 5.7.71.47 | EJECTO-CONV. DOOR ONDERAANN. (3550) | pcs | 1
5.7.71.80 |  | 5.7.71.80 | EG ZONDER MENGING (6500/6510/6520) | m3/h | 25000
5.7.71.82 |  | 5.7.71.82 | EG MET MENGING, WARMTERECUP. EN FILTERS (6660/6670/6680/6690) | m3/h | 25000
5.7.71.83 |  | 5.7.71.83 | EG MET MENGING EN WARMTERECUPERATIE (6620/6630/6640/6650) | m3/h | 25000
5.7.71.84 |  | 5.7.71.84 | EG MET MENGING EN LUCHTFILTERS (6580/6590/6600/6610) | m3/h | 25000
5.7.71.85 |  | 5.7.71.85 | EG MET MENGING (6530/6540/6550/6560/6570) | m3/h | 25000
5.7.71.50 |  | 5.7.71.50 | DYNAM. KOELBALKEN (3850) | pcs | 1
7.6.21.90 |  | 7.6.21.90 | DISCONNECTIETANK (2800) | pcs | 1
5.3.14.11 |  | 5.3.14.11 | DIESEL HYDROFOORGROEP (4310) | pcs | 1
6.5.12.41 |  | 6.5.12.41 | DEUROPENER (8740) | pcs | 1
6.5.13.91 |  | 6.5.13.91 | DAMKAP VERTICAAL KANAAL (7922) | pcs | 1
6.5.13.92 |  | 6.5.13.92 | DAMKAP HORIZONTAAL KANAAL (7921) | pcs | 1
9.0.99.10 |  | 9.0.99.10 | MAANDELIJKSE WATERANALYSE ZWEMBAD (9421) | pcs | 1
5.5.21.80 |  | 5.5.21.80 | CHILLER MET SCROLL COMPRESSOR 6 (7035) | kW | 200
5.5.21.81 |  | 5.5.21.81 | CHILLER MET SCROLL COMPRESSOR 4 (7030) | kW | 155
5.5.21.82 |  | 5.5.21.82 | CHILLER MET SCROLL COMPRESSOR 3 (7020) | kW | 100
5.5.21.83 |  | 5.5.21.83 | CHILLER MET SCROLL COMPRESSOR 2 (7010) | kW | 65
5.5.21.84 |  | 5.5.21.84 | CHILLER MET SCROLL COMPRESSOR 1 (7000) | kW | 35
5.5.21.86 |  | 5.5.21.86 | CHILLER MET SCHROEFCOMPRESSOR 4X (7170) | kW | 1500
5.5.21.87 |  | 5.5.21.87 | CHILLER MET SCHROEFCOMPRESSOR 3X (7160) | kW | 1000
5.5.21.88 |  | 5.5.21.88 | CHILLER MET SCHROEFCOMPRESSOR 2X (7110) | kW | 350
5.5.21.90 |  | 5.5.21.90 | CHILLER MET SCHROEFCOMPRESSOR 1X (7100) | kW | 350
5.5.21.91 |  | 5.5.21.91 | CHILLER MET SCHROEFCOMPRESSOR 1X (7120) | kW | 750
5.5.21.92 |  | 5.5.21.92 | CHILLER MET SCHROEFCOMPRESSOR 1X (7140) | kW | 750
5.5.21.93 |  | 5.5.21.93 | CHILLER MET SCHROEFCOMPRESSOR 1X (7150) | kW | 1000
5.5.21.70 |  | 5.5.21.70 | CHILLER MET PISTONCOMPRESSOR 6 (7090) | kW | 1000
5.5.21.71 |  | 5.5.21.71 | CHILLER MET PISTONCOMPRESSOR 5 (7080) | kW | 750
5.5.21.72 |  | 5.5.21.72 | CHILLER MET PISTONCOMPRESSOR 4 (7070) | kW | 500
5.5.21.73 |  | 5.5.21.73 | CHILLER MET PISTONCOMPRESSOR 3 (7060) | kW | 350
5.5.21.74 |  | 5.5.21.74 | CHILLER MET PISTONCOMPRESSOR 2 (7050) | kW | 175
5.5.21.75 |  | 5.5.21.75 | CHILLER MET PISTONCOMPRESSOR 1 (7040) | kW | 55
5.5.21.77 |  | 5.5.21.77 | CHILLER MET CENTRIFUGAAL COMPRESSOR (7180) | kW | 1250
5.5.12.52 |  | 5.5.12.52 | BUITEN UNIT VOOR PG MET DIR. ONTSPANNING (7740) | kW | 10
6.7.24.92 |  | 6.7.24.92 | BEHEER TELEBEWAKING 8 KANALEN (9991) | pcs | 1
6.7.24.93 |  | 6.7.24.93 | BEHEER TELEBEWAKING 32 KANALEN (9994) | pcs | 1
6.7.24.94 |  | 6.7.24.94 | BEHEER TELEBEWAKING 24 KANALEN (9993) | pcs | 1
6.7.24.95 |  | 6.7.24.95 | BEHEER TELEBEWAKING 16 KANALEN (9992) | pcs | 1
9.0.99.15 |  | 9.0.99.15 | BACTERIOLOGISCHE WATERANALYSE (9410) | pcs | 1
9.0.99.16 |  | 9.0.99.16 | BACTERIOLOGISCHE WATERANALYSE (9415) | pcs | 1
9.0.99.17 |  | 9.0.99.17 | BACTERIOLOGISCHE LUCHTANALYSE (9430) | pcs | 1
5.1.21.88 |  | 5.1.21.88 | ATMOS. GASWARMELUCHTGENERAT. + SCHOUW (1100/1110/1120/1130) | kW | 180
6.1.11.04 |  | 6.1.11.04 | ZONE BATTERIJ (3820) | pcs | 1
5.2.32.21 |  | 5.2.32.21 | WATERZUIVERINGSTATION (LEIDINGEN DOOR Onderaannemer) (4620) | pcs | 1
5.3.11.02 |  | 5.3.11.02 | WATERBEHANDELING VOOR STOOM (1900) | kW | 1000
5.7.61.01 |  | 5.7.61.01 | STAT. KOUD PLAFOND (3840) | pcs | 1
5.6.12.01 |  | 5.6.12.01 | STAT. CONVECTOR (3100) | pcs | 1
6.5.13.35 |  | 6.5.13.35 | SPRINKLER (5730) | pcs | 1
7.3.12.51 |  | 7.3.12.51 | POSITIEVE KOELKAMER (7900) | kW | 10
7.3.12.52 |  | 7.3.12.52 | POSITIEVE KOELKAMER (7910) | kW | 22
5.6.01.02 |  | 5.6.01.02 | PLATENWARMTEWISSELAAR (SANITAIR) (4500) | pcs | 1
5.7.31.01 |  | 5.7.31.01 | ONTROKINGSGROEP (6700/6710/6720) | m3/h | 50000
5.1.22.25 |  | 5.1.22.25 | OLIEBRANDER 1 STAP DOOR VIESSMANN (301) | kW | 35
7.3.12.57 |  | 7.3.12.57 | NEGATIEVE KOELKAMER (7905) | kW | 15
6.6.14.01 |  | 6.6.14.01 | NACELLE (9620) | pcs | 1
6.5.13.03 |  | 6.5.13.03 | MOBIELE BLUSSER (5893) | kg | 5
7.3.22.60 |  | 7.3.22.60 | KUISEN VAN WATERKUIP (4940) | pcs | 1
6.5.21.05 |  | 6.5.21.05 | KANAALDETECTOR (5810) | pcs | 1
5.7.21.17 |  | 5.7.21.17 | KANAAL EXTRACTOR (6940) | m3/h | 40
6.5.22.11 |  | 6.5.22.11 | INTERFONIE (8800) | pcs | 1
5.7.70.13 |  | 5.7.70.13 | INOX STOOMBEVOCHTIGER + WEERSTANDEN (6425) | L | 10
5.2.16.12 |  | 5.2.16.12 | INDUSTRIELE DOMPELPOMP (4610) | pcs | 1
5.1.22.09 |  | 5.1.22.09 | GESLOTEN WANDKETEL MET WW VOORBEREIDING (171) | kW | 99
5.1.22.77 |  | 5.1.22.77 | Ontkalken sww wisselaar (172) | pcs | 1
5.1.21.50 |  | 5.1.21.50 | GESLOTEN WANDKETEL < 100 kW (170) | kW | 85
5.3.21.08 |  | 5.3.21.08 | GASWATERVERWARMER (150) | l/min | 5
5.3.21.09 |  | 5.3.21.09 | GASWATERVERWARMER (160) | l/min | 13
5.1.21.09 |  | 5.1.21.09 | GASWANDKETEL DOOR VIESSMANN (142) | kW | 150
5.1.21.99 |  | 5.1.21.99 | GASCENTRALE (5700) | pcs | 1
5.7.21.16 |  | 5.7.21.16 | EXTRACTOR VOOR DAMPKAP (7940) | pcs | 1
5.3.14.99 |  | 5.3.14.99 | ELECTRISCHE HYDROFOORGROEP (4300) | pcs | 1
6.1.51.12 |  | 6.1.51.12 | ELECTR. BORD HVAC (5000/5010) | # of Circuits | 20
5.3.21.02 |  | 5.3.21.02 | ELECTR. BOILER (4405) | l/min | 350
5.7.71.99 |  | 5.7.71.99 | ELECTR. BATTERIJ (3830/3835) | kW | 2
5.1.22.51 |  | 5.1.22.51 | CONDENSERENDE OLIEKETEL + SCHOUW DOOR VIESSMANN (661) | kW | 35
5.1.22.55 |  | 5.1.22.55 | CONDENSERENDE AANGEBLAASDE GASKETEL + SCHOUW (760/761/762/763/764/765/766/767/768/769/770/771) | kW | 1163
5.5.21.97 |  | 5.5.21.97 | CHILLER MET SCHROEFCOMPRESSOR 2X (7130) | kW | 750
5.5.13.56 |  | 5.5.13.56 | CENTRALE HUISHOUDELIJKE WARMTEPOMP (7855) | kW | 5
6.5.13.55 |  | 6.5.13.55 | BRANDHASPEL cf. NBN EN 671-3 (5871) | pcs | 1
5.3.21.99 |  | 5.3.21.99 | BOILER (4400) | L | 650
6.5.12.99 |  | 6.5.12.99 | BLUSSER STOOKPLAATS (5880) | pcs | 1
5.5.12.61 |  | 5.5.12.61 | BINNEN UNIT MULTISPLIT INGEBOUWD (7730) | kW | 10
5.5.12.62 |  | 5.5.12.62 | BINNEN UNIT MULTISPLIT GEMAKKELIJK (7725) | kW | 10
5.5.12.63 |  | 5.5.12.63 | BIN. UNIT MULTISPL. MET KANALEN IN PLAFOND (7735) | kW | 10
6.5.21.25 |  | 6.5.21.25 | BEWAKINGSCAMERA (8725) | pcs | 1
5.7.70.89 |  | 5.7.70.89 | BEVOCHTIGING MET STOOMINJECTIE (6390) | pcs | 1
5.7.11.15 |  | 5.7.11.15 | AUTOMATISCHE SCHUIFLUIK (8650) | pcs | 1
5.1.21.19 |  | 5.1.21.19 | ATMOS. GASBOILER (4420) | L | 350
6.1.51.28 |  | 6.1.51.28 | ALSB and HOOFDSCKAKEL. TIJD. NU (5370) | pcs | 1
6.5.11.19 |  | 6.5.11.19 | ALARMCENTRALE (5840) | pcs | 1
5.1.21.66 |  | 5.1.21.66 | AANGEBLAASDE GASKETEL + SCHOUW (700/705/710/715/720/725/730/735/740/745/750/755) | kW | 480
5.2.32.45 |  | 5.2.32.45 | KOSTEN VOOR AFVOEREN VET (4932) | pcs | 1
5.2.32.46 |  | 5.2.32.46 | KOSTEN VOOR AFVOEREN VAN SEPTISCHE PUT (4912) | pcs | 1
5.2.32.47 |  | 5.2.32.47 | KOSTEN VOOR AFVOEREN OLIE (4922) | pcs | 1
5.1.21.98 |  | 5.1.21.98 | CO-CENTRALE (5720) | pcs | 1
5.7.71.48 |  | 5.7.71.48 | VENTILO-CONV. DOOR ONDERAANN. (3450) | pcs | 1
5.1.44.02 |  | 5.1.44.02 | VEGEN VAN KETELBUIZEN PER LOPENDE METER (690) | m1 | 1
5.7.71.57 |  | 5.7.71.57 | SCHOONMAAK BEURT TECHNIISCHE LOKALEN (9000) | pcs | 1
5.7.71.61 |  | 5.7.71.61 | PLAATSEN + BEHEER TELEBEW. 8 KANALEN (9995) | pcs | 1
5.7.71.62 |  | 5.7.71.62 | PLAATSEN + BEHEER TELEBEW. 32 KANALEN (9998) | pcs | 1
5.7.71.63 |  | 5.7.71.63 | PLAATSEN + BEHEER TELEBEW. 24 KANALEN (9997) | pcs | 1
5.7.71.64 |  | 5.7.71.64 | PLAATSEN + BEHEER TELEBEW. 16 KANALEN (9996) | pcs | 1
5.7.72.00 |  | 5.7.72.00 | LEDIGEN CONDENSFLES (3560) | pcs | 1
6.1.41.35 |  | 6.1.41.35 | HS CAB. TEST SCHAKEL. TIJD. NU (5360) | pcs | 1
6.1.41.36 |  | 6.1.41.36 | HS CAB. TEST SCHAKEL. BUIT. NU (5365) | pcs | 1
6.1.41.37 |  | 6.1.41.37 | HS CAB. BIJKOM. TRANSFO TIJD. NU (5330) | pcs | 1
6.1.41.38 |  | 6.1.41.38 | HS CAB. BIJKOM. TRANSFO TIJD. NU (5335) | pcs | 1
6.1.41.39 |  | 6.1.41.39 | HS CAB. BIJKOM. TRANSFO BUIT. NU (5340) | pcs | 1
6.1.41.40 |  | 6.1.41.40 | HS CAB. BIJKOM. SCHAKEL. TIJD. NU (5345) | pcs | 1
6.1.41.41 |  | 6.1.41.41 | HS CAB. BIJKOM. SCHAKEL. TIJD. NU (5350) | pcs | 1
6.1.41.42 |  | 6.1.41.42 | HS CAB. BIJKOM. SCHAKEL. BUIT. NU (5355) | pcs | 1
6.1.41.43 |  | 6.1.41.43 | HS CAB. BIJKOM. CEL TIJD. NU (5315) | pcs | 1
6.1.41.44 |  | 6.1.41.44 | HS CAB. BIJKOM. CEL TIJD. NU (5320) | pcs | 1
6.1.41.45 |  | 6.1.41.45 | HS CAB. BIJKOM. CEL BUIT. NU (5325) | pcs | 1
6.1.41.46 |  | 6.1.41.46 | HS CAB. 3 CELL. + TRANSF. + SCHAK. TIJD. NU (5300) | pcs | 1
6.1.41.47 |  | 6.1.41.47 | HS CAB. 3 CELL. + TRANSF. + SCHAK. TIJD. NU (5305) | pcs | 1
6.1.41.48 |  | 6.1.41.48 | HS CAB. 3 CELL. + TRANSF. + SCHAK. BUIT. NU (5310) | pcs | 1
6.1.11.51 |  | 6.1.11.51 | BATTERIJEN VOOR NO-BREAK (5450) | pcs | 1
9.0.99.21 |  | 9.0.99.21 | ANALYSE VERWARMINGS- EN KOELINGSWATER (9420) | pcs | 1
5.1.33.07 |  | 5.1.33.07 | LD UITRUSTING STOOMKETEL (1910) | kW | 1000
9.0.52.93 |  | 9.0.52.93 | FORFAIT LEDIGEN OLIEAFSCHEIDER (4931) | pcs | 1
5.1.21.89 |  | 5.1.21.89 | ATMOS. GASWARMELUCHTGENERAT. + SCHOUW (1400/1410/1420/1430) | kW | 180
6.1.51.29 |  | 6.1.51.29 | ALSB and HOOFDSCHAKEL. TIJD. NU (5375) | pcs | 1
6.1.51.30 |  | 6.1.51.30 | ALSB and HOOFDSCHAKEL. BUIT. NU (5380) | pcs | 1
9.9.90.01 |  | 9.9.90.01 | ZOUTELEKTROLYSE (9130) | pcs | 1
9.9.90.02 |  | 9.9.90.02 | UV DESINFECTIE (9131) | pcs | 1
9.9.90.03 |  | 9.9.90.03 | BICARBONATCEL (9132) | pcs | 1
9.9.90.04 |  | 9.9.90.04 | MEET-&DOSSEERTOESTEL (9133) | pcs | 1
9.9.90.05 |  | 9.9.90.05 | UFRO (9134) | pcs | 1
9.9.90.06 |  | 9.9.90.06 | WATERDETECTIE (9135) | pcs | 1
9.9.90.07 |  | 9.9.90.07 | NIVEAUDETECTIE (9140) | pcs | 1
9.9.90.08 |  | 9.9.90.08 | VUILWATERBUFFER (9160) | pcs | 1
9.9.90.09 |  | 9.9.90.09 | BUFFER (9170) | pcs | 1
9.9.90.10 |  | 9.9.90.10 | Muziekinstallatie (9200) | pcs | 1
9.9.90.11 |  | 9.9.90.11 | Oproepsysteem (9201) | pcs | 1
9.9.90.12 |  | 9.9.90.12 | Digitale klok zwembad (9202) | pcs | 1
9.9.90.13 |  | 9.9.90.13 | Haardroger (9203) | pcs | 1
9.9.90.14 |  | 9.9.90.14 | VLOERANALYSE (9260) | pcs | 1
9.9.90.15 |  | 9.9.90.15 | LED SCHERM 40" (9270) | pcs | 1
9.9.90.16 |  | 9.9.90.16 | LED SCHERM 2x3m (9280) | pcs | 1
9.9.90.17 |  | 9.9.90.17 | DIVERS (9290) | pcs | 1
9.9.90.18 |  | 9.9.90.18 | CALIBRATIE MEETTOESTEL (9300) | pcs | 1