## Asset_Inventory
Unique ID | Site | Building | VMA_Code * | Asset Code | Asset Type | Customer Description * | Quantity * | Element Value (actual) | Element Default Value | Technical Size Unit | Construction Year * | Actual Condition | Required Condition | Size Percentage | Priority | Criticality (REMEX) | PV_Default | Build.Mult | Subco Prev | Subco Ins | K-Factor
BAC-001 | BRX Airport | 043a |  | 5.4.21.52 | Klimaatkast met directe expansie - KOUD | B018094-043a-124-Direct Expansion (DX) Indoor unit | 1 |  | 30 | kW | 2000 | [9 empty] | 1.5
BAC-002 | BRX Airport | 043a |  | 5.6.12.00 | Convector | B018095-043a-226-Radiator/ Convector (Electrical) | 1 |  | 250 | W | 2000 | [9 empty] | 1.5
BAC-003 | BRX Airport | 043a |  | 5.6.12.00 | Convector | B018096-043a-226-Radiator/ Convector (Electrical) | 1 |  | 250 | W | 2000 | [9 empty] | 1.5
BAC-004 | BRX Airport | 043a |  | 5.7.61.21 | Warmeluchtgordijn | B018097-043a-237-Air Curtain (Water) | 1 |  | 1500 | m3/h | 2000 | [9 empty] | 1.5
BAC-005 | BRX Airport | 043a |  | 5.6.12.00 | Convector | B018098-043a-226-Radiator/ Convector (Electrical) | 1 |  | 250 | W | 2000 | [9 empty] | 1.5
BAC-006 | BRX Airport | 043a |  | 5.4.21.52 | Klimaatkast met directe expansie - KOUD | B018102-043a-124-Direct Expansion (DX) Indoor unit | 1 |  | 30 | kW | 2000 | [9 empty] | 1.5
BAC-007 | BRX Airport | 043a |  | 5.7.61.21 | Warmeluchtgordijn | B018103-043a-237-Air Curtain (Water) | 1 |  | 1500 | m3/h | 2000 | [9 empty] | 1.5
BAC-008 | BRX Airport | 043a |  | 5.4.21.52 | Klimaatkast met directe expansie - KOUD | B018111-043a-124-Direct Expansion (DX) Indoor unit | 1 |  | 30 | kW | 2000 | [9 empty] | 1.5
BAC-009 | BRX Airport | 043a |  | 5.4.21.52 | Klimaatkast met directe expansie - KOUD | B018112-043a-137-Direct Expansion (DX) | 1 |  | 30 | kW | 2000 | [9 empty] | 1.5
BAC-010 | BRX Airport | 043a |  | 5.4.21.52 | Klimaatkast met directe expansie - KOUD | B018113-043a-137-Direct Expansion (DX) | 1 |  | 30 | kW | 2000 | [9 empty] | 1.5
BAC-011 | BRX Airport | 043a |  | 5.4.21.52 | Klimaatkast met directe expansie - KOUD | B018114-043a-137-Direct Expansion (DX) | 1 |  | 30 | kW | 2000 | [9 empty] | 1.5
BAC-012 | BRX Airport | 034 |  | 5.6.12.00 | Convector | B018117-034-226-Radiator/ Convector (Electrical) | 1 |  | 250 | W | 2000 | [9 empty] | 1.5
BAC-013 | BRX Airport | 034 |  | 5.6.12.00 | Convector | B018118-034-226-Radiator/ Convector (Electrical) | 1 |  | 250 | W | 2000 | [9 empty] | 1.5
BAC-014 | BRX Airport | 034 |  | 5.6.12.00 | Convector | B018119-034-226-Radiator/ Convector (Electrical) | 1 |  | 250 | W | 2000 | [9 empty] | 1.5
BAC-015 | BRX Airport | 034 |  | 5.6.12.00 | Convector | B018120-034-226-Radiator/ Convector (Electrical) | 1 |  | 250 | W | 2000 | [9 empty] | 1.5
BAC-016 | BRX Airport | 034 |  | 5.4.21.52 | Klimaatkast met directe expansie - KOUD | B018126-034-124-Direct Expansion (DX) Indoor unit | 1 |  | 30 | kW | 2000 | [9 empty] | 1.5
BAC-017 | BRX Airport | 034 |  | 5.4.21.52 | Klimaatkast met directe expansie - KOUD | B018127-034-124-Direct Expansion (DX) Indoor unit | 1 |  | 30 | kW | 2000 | [9 empty] | 1.5
BAC-018 | BRX Airport | 034 |  | 5.6.12.00 | Convector | B018130-034-226-Radiator/ Convector (Electrical) | 1 |  | 250 | W | 2000 | [9 empty] | 1.5
BAC-019 | BRX Airport | 034 |  | 5.6.12.00 | Convector | B018131-034-226-Radiator/ Convector (Electrical) | 1 |  | 250 | W | 2000 | [9 empty] | 1.5
BAC-020 | BRX Airport | 034 |  | 5.6.12.00 | Convector | B018132-034-226-Radiator/ Convector (Electrical) | 1 |  | 250 | W | 2000 | [9 empty] | 1.5
BAC-021 | BRX Airport | 034 |  | 5.6.12.00 | Convector | B018134-034-226-Radiator/ Convector (Electrical) | 1 |  | 250 | W | 2000 | [9 empty] | 1.5
BAC-022 | BRX Airport | 034 |  | 5.6.12.00 | Convector | B018135-034-226-Radiator/ Convector (Electrical) | 1 |  | 250 | W | 2000 | [9 empty] | 1.5
BAC-023 | BRX Airport | 034 |  | 5.6.12.00 | Convector | B018136-034-226-Radiator/ Convector (Electrical) | 1 |  | 250 | W | 2000 | [9 empty] | 1.5
BAC-024 | BRX Airport | 034 |  | 5.4.21.52 | Klimaatkast met directe expansie - KOUD | B018137-034-124-Direct Expansion (DX) Indoor unit | 1 |  | 30 | kW | 2000 | [9 empty] | 1.5
BAC-025 | BRX Airport | 034 |  | 5.4.21.52 | Klimaatkast met directe expansie - KOUD | B018138-034-124-Direct Expansion (DX) Indoor unit | 1 |  | 30 | kW | 2000 | [9 empty] | 1.5
BAC-026 | BRX Airport | 034 |  | 5.6.12.00 | Convector | B018149-034-226-Radiator/ Convector (Electrical) | 1 |  | 250 | W | 2000 | [9 empty] | 1.5
BAC-027 | BRX Airport | 034 |  | 5.4.21.52 | Klimaatkast met directe expansie - KOUD | B018155-034-137-Direct Expansion (DX) | 1 |  | 30 | kW | 2007 | [9 empty] | 1.5
BAC-028 | BRX Airport | 034 |  | 5.4.21.52 | Klimaatkast met directe expansie - KOUD | B018157-034-137-Direct Expansion (DX) | 1 |  | 30 | kW | 2015 | [9 empty] | 1.5
BAC-029 | BRX Airport | 034 |  | 5.4.21.52 | Klimaatkast met directe expansie - KOUD | B018158-034-137-Direct Expansion (DX) | 1 |  | 30 | kW | 2007 | [9 empty] | 1.5
BAC-030 | BRX Airport | 034 |  | 5.6.12.00 | Convector | B018160-034-226-Radiator/ Convector (Electrical) | 1 |  | 250 | W | 2000 | [9 empty] | 1.5
BAC-031 | BRX Airport | 034 |  | 5.6.12.00 | Convector | B018161-034-226-Radiator/ Convector (Electrical) | 1 |  | 250 | W | 2000 | [9 empty] | 1.5
BAC-032 | BRX Airport | 061 |  | 5.6.12.00 | Convector | B018163-061-226-Radiator/ Convector (Electrical) | 1 |  | 250 | W | 2000 | [9 empty] | 1.5
BAC-033 | BRX Airport | 061 |  | 5.6.12.00 | Convector | B018165-061-226-Radiator/ Convector (Electrical) | 1 |  | 250 | W | 2000 | [9 empty] | 1.5
BAC-034 | BRX Airport | 061 |  | 5.6.12.00 | Convector | B018166-061-226-Radiator/ Convector (Electrical) | 1 |  | 250 | W | 2000 | [9 empty] | 1.5
BAC-035 | BRX Airport | 061 |  | 5.6.12.00 | Convector | B018167-061-226-Radiator/ Convector (Electrical) | 1 |  | 250 | W | 2000 | [9 empty] | 1.5
BAC-036 | BRX Airport | 061 |  | 5.6.12.00 | Convector | B018168-061-226-Radiator/ Convector (Electrical) | 1 |  | 250 | W | 2000 | [9 empty] | 1.5
BAC-037 | BRX Airport | 061 |  | 5.6.12.00 | Convector | B018171-061-226-Radiator/ Convector (Electrical) | 1 |  | 250 | W | 2000 | [9 empty] | 1.5
BAC-038 | BRX Airport | 061 |  | 5.6.12.00 | Convector | B018172-061-226-Radiator/ Convector (Electrical) | 1 |  | 250 | W | 2000 | [9 empty] | 1.5
BAC-039 | BRX Airport | 061 |  | 5.6.12.00 | Convector | B018181-061-226-Radiator/ Convector (Electrical) | 1 |  | 250 | W | 2000 | [9 empty] | 1.5
BAC-040 | BRX Airport | 061 |  | 5.6.12.00 | Convector | B018182-061-226-Radiator/ Convector (Electrical) | 1 |  | 250 | W | 2000 | [9 empty] | 1.5
BAC-041 | BRX Airport | 061 |  | 5.6.12.00 | Convector | B018183-061-226-Radiator/ Convector (Electrical) | 1 |  | 250 | W | 2000 | [9 empty] | 1.5
BAC-042 | BRX Airport | 061 |  | 5.6.12.00 | Convector | B018184-061-226-Radiator/ Convector (Electrical) | 1 |  | 250 | W | 2000 | [9 empty] | 1.5
BAC-043 | BRX Airport | 061 |  | 5.4.21.52 | Klimaatkast met directe expansie - KOUD | B018187-061-124-Direct Expansion (DX) Indoor unit | 1 |  | 30 | kW | 2000 | [9 empty] | 1.5
BAC-044 | BRX Airport | 061 |  | 5.4.21.52 | Klimaatkast met directe expansie - KOUD | B018188-061-124-Direct Expansion (DX) Indoor unit | 1 |  | 30 | kW | 2000 | [9 empty] | 1.5
BAC-045 | BRX Airport | 061 |  | 5.4.21.52 | Klimaatkast met directe expansie - KOUD | B018189-061-124-Direct Expansion (DX) Indoor unit | 1 |  | 30 | kW | 2000 | [9 empty] | 1.5
BAC-046 | BRX Airport | 061 |  | 5.4.21.52 | Klimaatkast met directe expansie - KOUD | B018190-061-124-Direct Expansion (DX) Indoor unit | 1 |  | 30 | kW | 2000 | [9 empty] | 1.5
BAC-047 | BRX Airport | 061 |  | 5.6.12.00 | Convector | B018195-061-226-Radiator/ Convector (Electrical) | 1 |  | 250 | W | 2000 | [9 empty] | 1.5
BAC-048 | BRX Airport | 061 |  | 5.4.21.52 | Klimaatkast met directe expansie - KOUD | B018204-061-137-Direct Expansion (DX) | 1 |  | 30 | kW | 2008 | [9 empty] | 1.5
BAC-049 | BRX Airport | 061 |  | 5.4.21.52 | Klimaatkast met directe expansie - KOUD | B018205-061-137-Direct Expansion (DX) | 1 |  | 30 | kW | 2008 | [9 empty] | 1.5
BAC-050 | BRX Airport | 061 |  | 5.4.21.52 | Klimaatkast met directe expansie - KOUD | B018206-061-137-Direct Expansion (DX) | 1 |  | 30 | kW | 2008 | [9 empty] | 1.5
BAC-051 | BRX Airport | 061 |  | 5.7.61.12 | Luchtverhitter op hoogte | B018207-061-240-Aerotherm | 1 |  | 40 | kW | 2000 | [9 empty] | 1.5
BAC-052 | BRX Airport | 061 |  | 5.4.21.52 | Klimaatkast met directe expansie - KOUD | B018208-061-137-Direct Expansion (DX) | 1 |  | 30 | kW | 2008 | [9 empty] | 1.5
BAC-053 | BRX Airport | 128 |  | 5.4.21.52 | Klimaatkast met directe expansie - KOUD | B018214-128-124-Direct Expansion (DX) Indoor unit | 1 |  | 30 | kW | 2004 | [9 empty] | 1.5
BAC-054 | BRX Airport | 128 |  | 5.4.21.52 | Klimaatkast met directe expansie - KOUD | B018215-128-124-Direct Expansion (DX) Indoor unit | 1 |  | 30 | kW | 2004 | [9 empty] | 1.5
BAC-055 | BRX Airport | 128 |  | 5.4.21.52 | Klimaatkast met directe expansie - KOUD | B018216-128-124-Direct Expansion (DX) Indoor unit | 1 |  | 30 | kW | 2001 | [9 empty] | 1.5
BAC-056 | BRX Airport | 128 |  | 5.4.21.52 | Klimaatkast met directe expansie - KOUD | B018222-128-124-Direct Expansion (DX) Indoor unit | 1 |  | 30 | kW | 2004 | [9 empty] | 1.5
BAC-057 | BRX Airport | 128 |  | 5.4.21.52 | Klimaatkast met directe expansie - KOUD | B018223-128-137-Direct Expansion (DX) | 1 |  | 30 | kW | 2001 | [9 empty] | 1.5
BAC-058 | BRX Airport | 128 |  | 5.4.21.52 | Klimaatkast met directe expansie - KOUD | B018224-128-137-Direct Expansion (DX) | 1 |  | 30 | kW | 1999 | [9 empty] | 1.5
BAC-059 | BRX Airport | 128 |  | 5.4.21.52 | Klimaatkast met directe expansie - KOUD | B018225-128-124-Direct Expansion (DX) Indoor unit | 1 |  | 30 | kW | 2004 | [9 empty] | 1.5
BAC-060 | BRX Airport | 128 |  | 5.4.21.52 | Klimaatkast met directe expansie - KOUD | B018231-128-124-Direct Expansion (DX) Indoor unit | 1 |  | 30 | kW | 2001 | [9 empty] | 1.5
BAC-061 | BRX Airport | 128 |  | 5.4.21.52 | Klimaatkast met directe expansie - KOUD | B018232-128-124-Direct Expansion (DX) Indoor unit | 1 |  | 30 | kW | 2001 | [9 empty] | 1.5
BAC-062 | BRX Airport | 128 |  | 5.4.21.52 | Klimaatkast met directe expansie - KOUD | B018233-128-124-Direct Expansion (DX) Indoor unit | 1 |  | 30 | kW | 2004 | [9 empty] | 1.5
BAC-063 | BRX Airport | 128 |  | 5.4.21.52 | Klimaatkast met directe expansie - KOUD | B018234-128-124-Direct Expansion (DX) Indoor unit | 1 |  | 30 | kW | 2016 | [9 empty] | 1.5
BAC-064 | BRX Airport | 128 |  | 5.4.21.52 | Klimaatkast met directe expansie - KOUD | B018235-128-124-Direct Expansion (DX) Indoor unit | 1 |  | 30 | kW | 2004 | [9 empty] | 1.5
BAC-065 | BRX Airport | 128 |  | 5.4.21.52 | Klimaatkast met directe expansie - KOUD | B018236-128-124-Direct Expansion (DX) Indoor unit | 1 |  | 30 | kW | 2004 | [9 empty] | 1.5
BAC-066 | BRX Airport | 128 |  | 6.1.51.25 | Algemeen laagspanningsbord | B018242-128-373-Electrical panel | 1 |  | 10 | # of distributions | 2000 | [9 empty] | 1.5
BAC-067 | BRX Airport | 128 |  | 6.1.51.25 | Algemeen laagspanningsbord | B018243-128-373-Electrical panel | 1 |  | 10 | # of distributions | 2000 | [9 empty] | 1.5
BAC-068 | BRX Airport | 128 |  | 5.7.61.12 | Luchtverhitter op hoogte | B018504-128-240-Aerotherm | 1 |  | 40 | kW | 2000 | [9 empty] | 1.5
BAC-069 | BRX Airport | 128 |  | 5.7.61.12 | Luchtverhitter op hoogte | B018505-128-240-Aerotherm | 1 |  | 40 | kW | 2000 | [9 empty] | 1.5
BAC-070 | BRX Airport | 128 |  | 5.7.61.12 | Luchtverhitter op hoogte | B018506-128-240-Aerotherm | 1 |  | 40 | kW | 2000 | [9 empty] | 1.5
BAC-071 | BRX Airport | 128 |  | 5.7.61.12 | Luchtverhitter op hoogte | B018507-128-240-Aerotherm | 1 |  | 40 | kW | 2000 | [9 empty] | 1.5
BAC-072 | BRX Airport | 128 |  | 5.7.61.12 | Luchtverhitter op hoogte | B018508-128-240-Aerotherm | 1 |  | 40 | kW | 2000 | [9 empty] | 1.5
BAC-073 | BRX Airport | 128 |  | 5.7.61.12 | Luchtverhitter op hoogte | B018509-128-240-Aerotherm | 1 |  | 40 | kW | 2000 | [9 empty] | 1.5
BAC-074 | BRX Airport | 128 |  | 5.7.61.12 | Luchtverhitter op hoogte | B018510-128-240-Aerotherm | 1 |  | 40 | kW | 2000 | [9 empty] | 1.5
BAC-075 | BRX Airport | 128 |  | 5.7.61.12 | Luchtverhitter op hoogte | B018511-128-240-Aerotherm | 1 |  | 40 | kW | 2000 | [9 empty] | 1.5
BAC-076 | BRX Airport | 128 |  | 5.7.61.12 | Luchtverhitter op hoogte | B018512-128-240-Aerotherm | 1 |  | 40 | kW | 2000 | [9 empty] | 1.5
BAC-077 | BRX Airport | 128 |  | 5.7.61.12 | Luchtverhitter op hoogte | B018513-128-240-Aerotherm | 1 |  | 40 | kW | 2000 | [9 empty] | 1.5
BAC-078 | BRX Airport | 128 |  | 7.3.22.00 | Dampkap - industrieel | B018514-128-239-Range Hood | 1 |  | 2 | m2 | 2000 | [9 empty] | 1.5
BAC-079 | BRX Airport | 128 |  | 5.7.61.12 | Luchtverhitter op hoogte | B018515-128-240-Aerotherm | 1 |  | 40 | kW | 2000 | [9 empty] | 1.5
BAC-080 | BRX Airport | 128 |  | 6.5.35.06 | Gasdetectie (aardgas CH4) - Dalemans OCTOBUS / OCTOPLUS / U.V6 | B018518-128-448-Gas detection system | 1 |  | 1 | # of detectors | 2000 | [9 empty] | 1.5
BAC-081 | BRX Airport | 128 |  | 5.1.21.55 | Gasketel - vloermodel (<= 100 kW) | B018519-128-203-CV ketel | 1 |  | 85 | kW | 2000 | [9 empty] | 1.5
BAC-082 | BRX Airport | 128 |  | 5.1.21.55 | Gasketel - vloermodel (<= 100 kW) | B018520-128-203-CV ketel | 1 |  | 85 | kW | 2000 | [9 empty] | 1.5
BAC-083 | BRX Airport | 128 |  | 5.3.20.30 | Water - circulator | B018521-128-169-Pump | 1 |  | 100 | m3/h | 2000 | [9 empty] | 1.5
BAC-084 | BRX Airport | 128 |  | 5.3.20.30 | Water - circulator | B018522-128-169-Pump | 1 |  | 100 | m3/h | 2000 | [9 empty] | 1.5
BAC-085 | BRX Airport | 128 |  | 5.3.20.30 | Water - circulator | B018523-128-169-Pump | 1 |  | 100 | m3/h | 2000 | [9 empty] | 1.5
BAC-086 | BRX Airport | 128 |  | 5.3.20.30 | Water - circulator | B018524-128-169-Pump | 1 |  | 100 | m3/h | 2000 | [9 empty] | 1.5
BAC-087 | BRX Airport | 128 |  | 5.3.20.03 | Warm water - collector | B018526-128-151-Collector | 1 |  | 1 | pcs | 2000 | [9 empty] | 1.5
BAC-088 | BRX Airport | 128 |  | 6.1.51.25 | Algemeen laagspanningsbord | B018528-128-373-Electrical panel | 1 |  | 10 | # of distributions | 2000 | [9 empty] | 1.5
BAC-089 | BRX Airport | 128 |  | 5.5.12.51 | Kleppen - regelklep | B018530-128-156-Control Valve | 1 |  | 5000 | m3/h | 2000 | [9 empty] | 1.5
BAC-090 | BRX Airport | 128 |  | 5.5.12.51 | Kleppen - regelklep | B018531-128-156-Control Valve | 1 |  | 5000 | m3/h | 2000 | [9 empty] | 1.5
BAC-091 | BRX Airport | 128 |  | 5.5.12.51 | Kleppen - regelklep | B018532-128-156-Control Valve | 1 |  | 5000 | m3/h | 2000 | [9 empty] | 1.5
BAC-092 | BRX Airport | 128 |  | 5.7.70.75 | Brandklep - gemotoriseerd | B018536-128-277-Fire damper - smoke damper | 1 |  | 1 | pcs | 2000 | [9 empty] | 1.5
BAC-093 | BRX Airport | 128 |  | 7.3.22.00 | Dampkap - industrieel | B018537-128-239-Range Hood | 1 |  | 2 | m2 | 2000 | [9 empty] | 1.5
BAC-094 | BRX Airport | 128 |  | 7.3.22.00 | Dampkap - industrieel | B018538-128-239-Range Hood | 1 |  | 2 | m2 | 2000 | [9 empty] | 1.5
BAC-095 | BRX Airport | 128 |  | 5.7.61.12 | Luchtverhitter op hoogte | B018546-128-240-Aerotherm | 1 |  | 40 | kW | 2000 | [9 empty] | 1.5
BAC-096 | BRX Airport | 128 |  | 5.4.21.52 | Klimaatkast met directe expansie - KOUD | B018547-128-137-Direct Expansion (DX) | 1 |  | 30 | kW | 2003 | [9 empty] | 1.5
BAC-097 | BRX Airport | 128 |  | 5.4.21.52 | Klimaatkast met directe expansie - KOUD | B018548-128-137-Direct Expansion (DX) | 1 |  | 30 | kW | 2001 | [9 empty] | 1.5
BAC-098 | BRX Airport | 128 |  | 5.4.21.52 | Klimaatkast met directe expansie - KOUD | B018549-128-137-Direct Expansion (DX) | 1 |  | 30 | kW | 2001 | [9 empty] | 1.5
BAC-099 | BRX Airport | 128 |  | 5.4.21.52 | Klimaatkast met directe expansie - KOUD | B018550-128-137-Direct Expansion (DX) | 1 |  | 30 | kW | 2001 | [9 empty] | 1.5
BAC-100 | BRX Airport | 128 |  | 5.4.21.52 | Klimaatkast met directe expansie - KOUD | B018551-128-137-Direct Expansion (DX) | 1 |  | 30 | kW | 2004 | [9 empty] | 1.5
BAC-101 | BRX Airport | 128 |  | 5.4.21.52 | Klimaatkast met directe expansie - KOUD | B018552-128-137-Direct Expansion (DX) | 1 |  | 30 | kW | 2016 | [9 empty] | 1.5
BAC-102 | BRX Airport | 128 |  | 5.4.21.52 | Klimaatkast met directe expansie - KOUD | B018553-128-137-Direct Expansion (DX) | 1 |  | 30 | kW | 2004 | [9 empty] | 1.5
BAC-103 | BRX Airport | 128 |  | 5.4.21.52 | Klimaatkast met directe expansie - KOUD | B018554-128-137-Direct Expansion (DX) | 1 |  | 30 | kW | 2004 | [9 empty] | 1.5
BAC-104 | BRX Airport | 112 |  | 5.1.21.55 | Gasketel - vloermodel (<= 100 kW) | B018570-112-203-CV ketel | 1 |  | 85 | kW | 2000 | [9 empty] | 1.5
BAC-105 | BRX Airport | 112 |  | 5.3.52.20 | Voorfilters | B018579-112-218-Aerotherm | 1 |  | 1 | pcs | 2000 | [9 empty] | 1.5
BAC-106 | BRX Airport | 112 |  | 5.3.52.20 | Voorfilters | B018580-112-218-Aerotherm | 1 |  | 1 | pcs | 2000 | [9 empty] | 1.5
BAC-107 | BRX Airport | 112 |  | 5.3.52.20 | Voorfilters | B018581-112-218-Aerotherm | 1 |  | 1 | pcs | 2000 | [9 empty] | 1.5
BAC-108 | BRX Airport | 112 |  | 5.3.52.20 | Voorfilters | B018582-112-218-Aerotherm | 1 |  | 1 | pcs | 2000 | [9 empty] | 1.5
BAC-109 | BRX Airport | 112 |  | 5.3.52.20 | Voorfilters | B018583-112-218-Aerotherm | 1 |  | 1 | pcs | 2000 | [9 empty] | 1.5
BAC-110 | BRX Airport | 112 |  | 5.3.52.20 | Voorfilters | B018584-112-218-Aerotherm | 1 |  | 1 | pcs | 2000 | [9 empty] | 1.5
BAC-111 | BRX Airport | 112 |  | 5.3.52.20 | Voorfilters | B018585-112-218-Aerotherm | 1 |  | 1 | pcs | 2000 | [9 empty] | 1.5
BAC-112 | BRX Airport | 112 |  | 5.3.52.20 | Voorfilters | B018586-112-218-Aerotherm | 1 |  | 1 | pcs | 2000 | [9 empty] | 1.5
BAC-113 | BRX Airport | 112 |  | 5.3.52.20 | Voorfilters | B018587-112-218-Aerotherm | 1 |  | 1 | pcs | 2000 | [9 empty] | 1.5
BAC-114 | BRX Airport | 133 |  | 5.7.71.84 | EG met menging en luchtfilters | B018596-133-251-Air Handling Unit | 1 |  | 25000 | m3/h | 2000 | [9 empty] | 1.5
BAC-115 | BRX Airport | 133 |  | 5.7.71.84 | EG met menging en luchtfilters | B018597-133-251-Air Handling Unit | 1 |  | 25000 | m3/h | 2000 | [9 empty] | 1.5
BAC-116 | BRX Airport | 133 |  | 5.4.21.52 | Klimaatkast met directe expansie - KOUD | B018598-133-137-Direct Expansion (DX) | 1 |  | 30 | kW | 2013 | [9 empty] | 1.5
BAC-117 | BRX Airport | 133 |  | 5.4.21.52 | Klimaatkast met directe expansie - KOUD | B018599-133-137-Direct Expansion (DX) | 1 |  | 30 | kW | 2011 | [9 empty] | 1.5
BAC-118 | BRX Airport | 133 |  | 5.4.21.52 | Klimaatkast met directe expansie - KOUD | B018600-133-137-Direct Expansion (DX) | 1 |  | 30 | kW | 2014 | [9 empty] | 1.5
BAC-119 | BRX Airport | 133 |  | 5.4.21.52 | Klimaatkast met directe expansie - KOUD | B018601-133-137-Direct Expansion (DX) | 1 |  | 30 | kW | 2016 | [9 empty] | 1.5
BAC-120 | BRX Airport | 133 |  | 7.3.12.37 | Perslucht reservoir | B018610-133-167-Expansion System | 1 |  | 1 | pcs | 2000 | [9 empty] | 1.5
BAC-121 | BRX Airport | 133 |  | 5.3.20.03 | Warm water - collector | B018614-133-151-Collector | 1 |  | 1 | pcs | 2000 | [9 empty] | 1.5
BAC-122 | BRX Airport | 133 |  | 5.7.61.12 | Luchtverhitter op hoogte | B018616-133-240-Aerotherm | 1 |  | 40 | kW | 2000 | [9 empty] | 1.5
BAC-123 | BRX Airport | 133 |  | 5.7.71.84 | EG met menging en luchtfilters | B018618-133-251-Air Handling Unit | 1 |  | 25000 | m3/h | 2000 | [9 empty] | 1.5
BAC-124 | BRX Airport | 133 |  | 6.5.35.06 | Gasdetectie (aardgas CH4) - Dalemans OCTOBUS / OCTOPLUS / U.V6 | B018622-133-448-Gas detection system | 1 |  | 1 | # of detectors | 2000 | [9 empty] | 1.5
BAC-125 | BRX Airport | 133 |  | 5.7.61.12 | Luchtverhitter op hoogte | B018630-133-240-Aerotherm | 1 |  | 40 | kW | 2000 | [9 empty] | 1.5
BAC-126 | BRX Airport | 133 |  | 5.4.21.52 | Klimaatkast met directe expansie - KOUD | B018633-133-124-Direct Expansion (DX) Indoor unit | 1 |  | 30 | kW | 2011 | [9 empty] | 1.5
BAC-127 | BRX Airport | 133 |  | 5.4.21.52 | Klimaatkast met directe expansie - KOUD | B018634-133-124-Direct Expansion (DX) Indoor unit | 1 |  | 30 | kW | 2013 | [9 empty] | 1.5
BAC-128 | BRX Airport | 133 |  | 5.4.21.52 | Klimaatkast met directe expansie - KOUD | B018635-133-124-Direct Expansion (DX) Indoor unit | 1 |  | 30 | kW | 2014 | [9 empty] | 1.5
BAC-129 | BRX Airport | 133 |  | 5.4.21.52 | Klimaatkast met directe expansie - KOUD | B018636-133-124-Direct Expansion (DX) Indoor unit | 1 |  | 30 | kW | 2014 | [9 empty] | 1.5
BAC-130 | BRX Airport | 133 |  | 5.4.21.52 | Klimaatkast met directe expansie - KOUD | B018637-133-124-Direct Expansion (DX) Indoor unit | 1 |  | 30 | kW | 2016 | [9 empty] | 1.5
BAC-131 | BRX Airport | 133 |  | 5.7.71.84 | EG met menging en luchtfilters | B018638-133-251-Air Handling Unit | 1 |  | 25000 | m3/h | 2000 | [9 empty] | 1.5
BAC-132 | BRX Airport | 133 |  | 5.7.71.40 | Ventiloconvector wandmodel | B018639-133-190-Wall heater | 1 |  | 1 | pcs | 2000 | [9 empty] | 1.5
BAC-133 | BRX Airport | 133 |  | 5.7.71.40 | Ventiloconvector wandmodel | B018640-133-190-Wall heater | 1 |  | 1 | pcs | 2000 | [9 empty] | 1.5
BAC-134 | BRX Airport | 133 |  | 5.7.71.40 | Ventiloconvector wandmodel | B018641-133-190-Wall heater | 1 |  | 1 | pcs | 2000 | [9 empty] | 1.5
BAC-135 | BRX Airport | 133 |  | 5.7.71.40 | Ventiloconvector wandmodel | B018642-133-190-Wall heater | 1 |  | 1 | pcs | 2000 | [9 empty] | 1.5
BAC-136 | BRX Airport | 133 |  | 5.7.71.40 | Ventiloconvector wandmodel | B018643-133-190-Wall heater | 1 |  | 1 | pcs | 2000 | [9 empty] | 1.5
BAC-137 | BRX Airport | 133 |  | 5.7.71.40 | Ventiloconvector wandmodel | B018644-133-190-Wall heater | 1 |  | 1 | pcs | 2000 | [9 empty] | 1.5
BAC-138 | BRX Airport | 046a |  | 5.6.12.00 | Convector | B018646-046a-226-Radiator/ Convector (Electrical) | 1 |  | 250 | W | 2000 | [9 empty] | 1.5
BAC-139 | BRX Airport | 046a |  | 5.6.12.00 | Convector | B018647-046a-226-Radiator/ Convector (Electrical) | 1 |  | 250 | W | 2000 | [9 empty] | 1.5
BAC-140 | BRX Airport | 046a |  | 5.4.21.52 | Klimaatkast met directe expansie - KOUD | B018648-046a-124-Direct Expansion (DX) Indoor unit | 1 |  | 30 | kW | 2000 | [9 empty] | 1.5
BAC-141 | BRX Airport | 046a |  | 5.7.61.21 | Warmeluchtgordijn | B018649-046a-237-Air Curtain (Water) | 1 |  | 1500 | m3/h | 2000 | [9 empty] | 1.5
BAC-142 | BRX Airport | 046a |  | 5.7.61.21 | Warmeluchtgordijn | B018652-046a-237-Air Curtain (Water) | 1 |  | 1500 | m3/h | 2000 | [9 empty] | 1.5
BAC-143 | BRX Airport | 046a |  | 5.7.61.21 | Warmeluchtgordijn | B018653-046a-237-Air Curtain (Water) | 1 |  | 1500 | m3/h | 2000 | [9 empty] | 1.5
BAC-144 | BRX Airport | 046a |  | 5.4.21.52 | Klimaatkast met directe expansie - KOUD | B018654-046a-124-Direct Expansion (DX) Indoor unit | 1 |  | 30 | kW | 2000 | [9 empty] | 1.5
BAC-145 | BRX Airport | 046a |  | 5.4.21.52 | Klimaatkast met directe expansie - KOUD | B018657-046a-137-Direct Expansion (DX) | 1 |  | 30 | kW | 2000 | [9 empty] | 1.5
BAC-146 | BRX Airport | 046a |  | 5.4.21.52 | Klimaatkast met directe expansie - KOUD | B018658-046a-137-Direct Expansion (DX) | 1 |  | 30 | kW | 2000 | [9 empty] | 1.5
BAC-147 | BRX Airport | 061 |  | 5.7.61.12 | Luchtverhitter op hoogte | B018659-061-240-Aerotherm | 1 |  | 40 | kW | 2000 | [9 empty] | 1.5
BAC-148 | BRX Airport | 061 |  | 5.7.61.12 | Luchtverhitter op hoogte | B018660-061-240-Aerotherm | 1 |  | 40 | kW | 2000 | [9 empty] | 1.5
BAC-149 | BRX Airport | 061 |  | 5.7.61.12 | Luchtverhitter op hoogte | B018661-061-240-Aerotherm | 1 |  | 40 | kW | 2000 | [9 empty] | 1.5
BAC-150 | BRX Airport | 061 |  | 5.7.71.91 | PG 2 batt. zonder bevochtiger | B018662-061-251-Air Handling Unit | 1 |  | 25000 | m3/h | 2000 | [9 empty] | 1.5
BAC-151 | BRX Airport | 319 |  | 5.6.12.00 | Convector | B018666-319-226-Radiator/ Convector (Electrical) | 1 |  | 250 | W | 2000 | [9 empty] | 1.5
BAC-152 | BRX Airport | 319 |  | 5.6.12.00 | Convector | B018669-319-226-Radiator/ Convector (Electrical) | 1 |  | 250 | W | 2000 | [9 empty] | 1.5
BAC-153 | BRX Airport | 319 |  | 5.6.12.00 | Convector | B018670-319-226-Radiator/ Convector (Electrical) | 1 |  | 250 | W | 2000 | [9 empty] | 1.5
BAC-154 | BRX Airport | 319 |  | 5.6.12.00 | Convector | B018671-319-226-Radiator/ Convector (Electrical) | 1 |  | 250 | W | 2000 | [9 empty] | 1.5
BAC-155 | BRX Airport | 319 |  | 5.6.12.00 | Convector | B018672-319-226-Radiator/ Convector (Electrical) | 1 |  | 250 | W | 2000 | [9 empty] | 1.5
BAC-156 | BRX Airport | 319 |  | 5.6.12.00 | Convector | B018678-319-226-Radiator/ Convector (Electrical) | 1 |  | 250 | W | 2000 | [9 empty] | 1.5
BAC-157 | BRX Airport | 319 |  | 5.6.12.00 | Convector | B018679-319-226-Radiator/ Convector (Electrical) | 1 |  | 250 | W | 2000 | [9 empty] | 1.5
BAC-158 | BRX Airport | 319 |  | 5.4.21.52 | Klimaatkast met directe expansie - KOUD | B018682-319-124-Direct Expansion (DX) Indoor unit | 1 |  | 30 | kW | 2014 | [9 empty] | 1.5
BAC-159 | BRX Airport | 319 |  | 5.4.21.52 | Klimaatkast met directe expansie - KOUD | B018683-319-124-Direct Expansion (DX) Indoor unit | 1 |  | 30 | kW | 2014 | [9 empty] | 1.5
BAC-160 | BRX Airport | 319 |  | 5.6.12.00 | Convector | B018691-319-226-Radiator/ Convector (Electrical) | 1 |  | 250 | W | 2000 | [9 empty] | 1.5
BAC-161 | BRX Airport | 319 |  | 5.4.21.52 | Klimaatkast met directe expansie - KOUD | B018700-319-137-Direct Expansion (DX) | 1 |  | 30 | kW | 2014 | [9 empty] | 1.5
BAC-162 | BRX Airport | 319 |  | 5.4.21.52 | Klimaatkast met directe expansie - KOUD | B018701-319-137-Direct Expansion (DX) | 1 |  | 30 | kW | 2014 | [9 empty] | 1.5
BAC-163 | BRX Airport | 215 |  | 5.6.12.00 | Convector | B018703-215-226-Radiator/ Convector (Electrical) | 1 |  | 250 | W | 2000 | [9 empty] | 1.5
BAC-164 | BRX Airport | 215 |  | 5.4.21.52 | Klimaatkast met directe expansie - KOUD | B018709-215-124-Direct Expansion (DX) Indoor unit | 1 |  | 30 | kW | 2005 | [9 empty] | 1.5
BAC-165 | BRX Airport | 215 |  | 5.4.21.52 | Klimaatkast met directe expansie - KOUD | B018710-215-124-Direct Expansion (DX) Indoor unit | 1 |  | 30 | kW | 2000 | [9 empty] | 1.5
BAC-166 | BRX Airport | 215 |  | 5.6.12.00 | Convector | B018711-215-226-Radiator/ Convector (Electrical) | 1 |  | 250 | W | 2000 | [9 empty] | 1.5
BAC-167 | BRX Airport | 215 |  | 5.7.61.12 | Luchtverhitter op hoogte | B018712-215-240-Aerotherm | 1 |  | 40 | kW | 2000 | [9 empty] | 1.5
BAC-168 | BRX Airport | 215 |  | 5.6.12.00 | Convector | B018717-215-226-Radiator/ Convector (Electrical) | 1 |  | 250 | W | 2000 | [9 empty] | 1.5
BAC-169 | BRX Airport | 215 |  | 5.7.61.12 | Luchtverhitter op hoogte | B018718-215-240-Aerotherm | 1 |  | 40 | kW | 2000 | [9 empty] | 1.5
BAC-170 | BRX Airport | 215 |  | 5.6.12.00 | Convector | B018719-215-226-Radiator/ Convector (Electrical) | 1 |  | 250 | W | 2000 | [9 empty] | 1.5
BAC-171 | BRX Airport | 215 |  | 5.6.12.00 | Convector | B018727-215-226-Radiator/ Convector (Electrical) | 1 |  | 250 | W | 2000 | [9 empty] | 1.5
BAC-172 | BRX Airport | 215 |  | 5.4.21.52 | Klimaatkast met directe expansie - KOUD | B018728-215-137-Direct Expansion (DX) | 1 |  | 30 | kW | 2005 | [9 empty] | 1.5
BAC-173 | BRX Airport | 215 |  | 5.4.21.52 | Klimaatkast met directe expansie - KOUD | B018729-215-137-Direct Expansion (DX) | 1 |  | 30 | kW | 2000 | [9 empty] | 1.5
BAC-174 | BRX Airport | 213 |  | 5.4.21.52 | Klimaatkast met directe expansie - KOUD | B018780-213-124-Direct Expansion (DX) Indoor unit | 1 |  | 30 | kW | 2010 | [9 empty] | 1.5
BAC-175 | BRX Airport | 213 |  | 5.4.21.52 | Klimaatkast met directe expansie - KOUD | B018781-213-124-Direct Expansion (DX) Indoor unit | 1 |  | 30 | kW | 2010 | [9 empty] | 1.5
BAC-176 | BRX Airport | 213 |  | 5.4.21.52 | Klimaatkast met directe expansie - KOUD | B018782-213-124-Direct Expansion (DX) Indoor unit | 1 |  | 30 | kW | 2010 | [9 empty] | 1.5
BAC-177 | BRX Airport | 213 |  | 5.4.21.52 | Klimaatkast met directe expansie - KOUD | B018783-213-124-Direct Expansion (DX) Indoor unit | 1 |  | 30 | kW | 2010 | [9 empty] | 1.5
BAC-178 | BRX Airport | 213 |  | 5.4.21.52 | Klimaatkast met directe expansie - KOUD | B018784-213-124-Direct Expansion (DX) Indoor unit | 1 |  | 30 | kW | 2010 | [9 empty] | 1.5
BAC-179 | BRX Airport | 213 |  | 5.4.21.52 | Klimaatkast met directe expansie - KOUD | B018785-213-124-Direct Expansion (DX) Indoor unit | 1 |  | 30 | kW | 2010 | [9 empty] | 1.5
BAC-180 | BRX Airport | 213 |  | 5.4.21.52 | Klimaatkast met directe expansie - KOUD | B018803-213-124-Direct Expansion (DX) Indoor unit | 1 |  | 30 | kW | 2010 | [9 empty] | 1.5
BAC-181 | BRX Airport | 213 |  | 5.6.12.00 | Convector | B018804-213-226-Radiator/ Convector (Electrical) | 1 |  | 250 | W | 2000 | [9 empty] | 1.5
BAC-182 | BRX Airport | 213 |  | 5.6.12.00 | Convector | B018805-213-226-Radiator/ Convector (Electrical) | 1 |  | 250 | W | 2000 | [9 empty] | 1.5
BAC-183 | BRX Airport | 213 |  | 5.4.21.52 | Klimaatkast met directe expansie - KOUD | B018806-213-137-Direct Expansion (DX) | 1 |  | 30 | kW | 2010 | [9 empty] | 1.5
BAC-184 | BRX Airport | 213 |  | 5.4.21.52 | Klimaatkast met directe expansie - KOUD | B018807-213-137-Direct Expansion (DX) | 1 |  | 30 | kW | 2010 | [9 empty] | 1.5
BAC-185 | BRX Airport | 213 |  | 5.4.21.52 | Klimaatkast met directe expansie - KOUD | B018808-213-137-Direct Expansion (DX) | 1 |  | 30 | kW | 2010 | [9 empty] | 1.5
BAC-186 | BRX Airport | 213 |  | 5.4.21.52 | Klimaatkast met directe expansie - KOUD | B018809-213-137-Direct Expansion (DX) | 1 |  | 30 | kW | 2010 | [9 empty] | 1.5
BAC-187 | BRX Airport | 213 |  | 5.4.21.52 | Klimaatkast met directe expansie - KOUD | B018810-213-137-Direct Expansion (DX) | 1 |  | 30 | kW | 2010 | [9 empty] | 1.5
BAC-188 | BRX Airport | 213 |  | 5.4.21.52 | Klimaatkast met directe expansie - KOUD | B018812-213-124-Direct Expansion (DX) Indoor unit | 1 |  | 30 | kW | 2010 | [9 empty] | 1.5
BAC-189 | BRX Airport | 009 |  | 5.6.12.00 | Convector | B018828-009-226-Radiator/ Convector (Electrical) | 1 |  | 250 | W | 2000 | [9 empty] | 1.5
BAC-190 | BRX Airport | 009 |  | 5.7.61.12 | Luchtverhitter op hoogte | B018832-009-240-Aerotherm | 1 |  | 40 | kW | 2000 | [9 empty] | 1.5
BAC-191 | BRX Airport | 009 |  | 5.7.61.12 | Luchtverhitter op hoogte | B018834-009-240-Aerotherm | 1 |  | 40 | kW | 2000 | [9 empty] | 1.5
BAC-192 | BRX Airport | 009 |  | 5.4.21.52 | Klimaatkast met directe expansie - KOUD | B018843-009-124-Direct Expansion (DX) Indoor unit | 1 |  | 30 | kW | 2000 | [9 empty] | 1.5
BAC-193 | BRX Airport | 009 |  | 5.4.21.52 | Klimaatkast met directe expansie - KOUD | B018844-009-124-Direct Expansion (DX) Indoor unit | 1 |  | 30 | kW | 2000 | [9 empty] | 1.5
BAC-194 | BRX Airport | 009 |  | 5.4.21.52 | Klimaatkast met directe expansie - KOUD | B018845-009-124-Direct Expansion (DX) Indoor unit | 1 |  | 30 | kW | 2000 | [9 empty] | 1.5
BAC-195 | BRX Airport | 009 |  | 5.4.21.52 | Klimaatkast met directe expansie - KOUD | B018846-009-124-Direct Expansion (DX) Indoor unit | 1 |  | 30 | kW | 2000 | [9 empty] | 1.5
BAC-196 | BRX Airport | 009 |  | 5.4.21.52 | Klimaatkast met directe expansie - KOUD | B018847-009-124-Direct Expansion (DX) Indoor unit | 1 |  | 30 | kW | 2000 | [9 empty] | 1.5
BAC-197 | BRX Airport | 009 |  | 5.4.21.52 | Klimaatkast met directe expansie - KOUD | B018849-009-124-Direct Expansion (DX) Indoor unit | 1 |  | 30 | kW | 2000 | [9 empty] | 1.5
BAC-198 | BRX Airport | 009 |  | 5.4.21.52 | Klimaatkast met directe expansie - KOUD | B018850-009-124-Direct Expansion (DX) Indoor unit | 1 |  | 30 | kW | 2000 | [9 empty] | 1.5
BAC-199 | BRX Airport | 009 |  | 5.4.21.52 | Klimaatkast met directe expansie - KOUD | B018851-009-124-Direct Expansion (DX) Indoor unit | 1 |  | 30 | kW | 2000 | [9 empty] | 1.5
BAC-200 | BRX Airport | 009 |  | 5.4.21.52 | Klimaatkast met directe expansie - KOUD | B018853-009-124-Direct Expansion (DX) Indoor unit | 1 |  | 30 | kW | 2000 | [9 empty] | 1.5
BAC-201 | BRX Airport | 009 |  | 5.4.21.52 | Klimaatkast met directe expansie - KOUD | B018860-009-124-Direct Expansion (DX) Indoor unit | 1 |  | 30 | kW | 2000 | [9 empty] | 1.5
BAC-202 | BRX Airport | 009 |  | 5.4.21.52 | Klimaatkast met directe expansie - KOUD | B018861-009-124-Direct Expansion (DX) Indoor unit | 1 |  | 30 | kW | 2000 | [9 empty] | 1.5
BAC-203 | BRX Airport | 009 |  | 5.7.61.12 | Luchtverhitter op hoogte | B018863-009-240-Aerotherm | 1 |  | 40 | kW | 2000 | [9 empty] | 1.5
BAC-204 | BRX Airport | 009 |  | 5.7.61.12 | Luchtverhitter op hoogte | B018872-009-240-Aerotherm | 1 |  | 40 | kW | 2000 | [9 empty] | 1.5
BAC-205 | BRX Airport | 009 |  | 5.4.21.52 | Klimaatkast met directe expansie - KOUD | B018873-009-124-Direct Expansion (DX) Indoor unit | 1 |  | 30 | kW | 2000 | [9 empty] | 1.5
BAC-206 | BRX Airport | 009 |  | 5.4.21.52 | Klimaatkast met directe expansie - KOUD | B018874-009-124-Direct Expansion (DX) Indoor unit | 1 |  | 30 | kW | 2000 | [9 empty] | 1.5
BAC-207 | BRX Airport | 009 |  | 5.4.21.52 | Klimaatkast met directe expansie - KOUD | B018875-009-124-Direct Expansion (DX) Indoor unit | 1 |  | 30 | kW | 2000 | [9 empty] | 1.5
BAC-208 | BRX Airport | 009 |  | 5.4.21.52 | Klimaatkast met directe expansie - KOUD | B018876-009-124-Direct Expansion (DX) Indoor unit | 1 |  | 30 | kW | 2000 | [9 empty] | 1.5
BAC-209 | BRX Airport | 009 |  | 5.4.21.52 | Klimaatkast met directe expansie - KOUD | B018877-009-124-Direct Expansion (DX) Indoor unit | 1 |  | 30 | kW | 2000 | [9 empty] | 1.5
BAC-210 | BRX Airport | 009 |  | 5.4.21.52 | Klimaatkast met directe expansie - KOUD | B018878-009-124-Direct Expansion (DX) Indoor unit | 1 |  | 30 | kW | 2000 | [9 empty] | 1.5
BAC-211 | BRX Airport | 009 |  | 5.4.21.52 | Klimaatkast met directe expansie - KOUD | B018880-009-124-Direct Expansion (DX) Indoor unit | 1 |  | 30 | kW | 2000 | [9 empty] | 1.5
BAC-212 | BRX Airport | 009 |  | 5.4.21.52 | Klimaatkast met directe expansie - KOUD | B018882-009-124-Direct Expansion (DX) Indoor unit | 1 |  | 30 | kW | 2000 | [9 empty] | 1.5
BAC-213 | BRX Airport | 009 |  | 5.4.21.52 | Klimaatkast met directe expansie - KOUD | B018883-009-124-Direct Expansion (DX) Indoor unit | 1 |  | 30 | kW | 2000 | [9 empty] | 1.5
BAC-214 | BRX Airport | 009 |  | 5.4.21.52 | Klimaatkast met directe expansie - KOUD | B018884-009-124-Direct Expansion (DX) Indoor unit | 1 |  | 30 | kW | 2000 | [9 empty] | 1.5
BAC-215 | BRX Airport | 009 |  | 5.4.21.52 | Klimaatkast met directe expansie - KOUD | B018886-009-124-Direct Expansion (DX) Indoor unit | 1 |  | 30 | kW | 2000 | [9 empty] | 1.5
BAC-216 | BRX Airport | 009 |  | 5.4.21.52 | Klimaatkast met directe expansie - KOUD | B018887-009-124-Direct Expansion (DX) Indoor unit | 1 |  | 30 | kW | 2000 | [9 empty] | 1.5
BAC-217 | BRX Airport | 009 |  | 6.1.51.25 | Algemeen laagspanningsbord | B018893-009-373-Electrical panel | 1 |  | 10 | # of distributions | 2000 | [9 empty] | 1.5
BAC-218 | BRX Airport | 009 |  | 6.1.51.25 | Algemeen laagspanningsbord | B018894-009-373-Electrical panel | 1 |  | 10 | # of distributions | 2000 | [9 empty] | 1.5
BAC-219 | BRX Airport | 009 |  | 7.3.12.37 | Perslucht reservoir | B018897-009-167-Expansion System | 1 |  | 1 | pcs | 2000 | [9 empty] | 1.5
BAC-220 | BRX Airport | 009 |  | 5.1.21.55 | Gasketel - vloermodel (<= 100 kW) | B018898-009-203-CV ketel | 1 |  | 85 | kW | 2000 | [9 empty] | 1.5
BAC-221 | BRX Airport | 009 |  | 5.1.21.55 | Gasketel - vloermodel (<= 100 kW) | B018899-009-203-CV ketel | 1 |  | 85 | kW | 2000 | [9 empty] | 1.5
BAC-222 | BRX Airport | 009 |  | 7.3.12.37 | Perslucht reservoir | B018901-009-167-Expansion System | 1 |  | 1 | pcs | 2000 | [9 empty] | 1.5
BAC-223 | BRX Airport | 009 |  | 7.3.12.37 | Perslucht reservoir | B018902-009-167-Expansion System | 1 |  | 1 | pcs | 2000 | [9 empty] | 1.5
BAC-224 | BRX Airport | 009 |  | 5.3.20.30 | Water - circulator | B018903-009-169-Pump | 1 |  | 100 | m3/h | 2000 | [9 empty] | 1.5
BAC-225 | BRX Airport | 009 |  | 5.3.20.30 | Water - circulator | B018904-009-169-Pump | 1 |  | 100 | m3/h | 2000 | [9 empty] | 1.5
BAC-226 | BRX Airport | 009 |  | 5.3.20.30 | Water - circulator | B018905-009-169-Pump | 1 |  | 100 | m3/h | 2000 | [9 empty] | 1.5
BAC-227 | BRX Airport | 009 |  | 5.3.20.30 | Water - circulator | B018906-009-169-Pump | 1 |  | 100 | m3/h | 2000 | [9 empty] | 1.5
BAC-228 | BRX Airport | 009 |  | 5.3.20.30 | Water - circulator | B018907-009-169-Pump | 1 |  | 100 | m3/h | 2000 | [9 empty] | 1.5
BAC-229 | BRX Airport | 009 |  | 5.3.20.30 | Water - circulator | B018908-009-169-Pump | 1 |  | 100 | m3/h | 2000 | [9 empty] | 1.5
BAC-230 | BRX Airport | 009 |  | 5.3.20.30 | Water - circulator | B018909-009-169-Pump | 1 |  | 100 | m3/h | 2000 | [9 empty] | 1.5
BAC-231 | BRX Airport | 009 |  | 5.5.12.51 | Kleppen - regelklep | B018910-009-156-Control Valve | 1 |  | 5000 | m3/h | 2000 | [9 empty] | 1.5
BAC-232 | BRX Airport | 009 |  | 5.5.12.51 | Kleppen - regelklep | B018911-009-156-Control Valve | 1 |  | 5000 | m3/h | 2000 | [9 empty] | 1.5
BAC-233 | BRX Airport | 009 |  | 5.5.12.51 | Kleppen - regelklep | B018912-009-156-Control Valve | 1 |  | 5000 | m3/h | 2000 | [9 empty] | 1.5
BAC-234 | BRX Airport | 009 |  | 5.5.12.51 | Kleppen - regelklep | B018913-009-156-Control Valve | 1 |  | 5000 | m3/h | 2000 | [9 empty] | 1.5
BAC-235 | BRX Airport | 009 |  | 5.5.12.51 | Kleppen - regelklep | B018914-009-156-Control Valve | 1 |  | 5000 | m3/h | 2000 | [9 empty] | 1.5
BAC-236 | BRX Airport | 009 |  | 5.5.12.51 | Kleppen - regelklep | B018915-009-156-Control Valve | 1 |  | 5000 | m3/h | 2000 | [9 empty] | 1.5
BAC-237 | BRX Airport | 009 |  | 5.5.12.51 | Kleppen - regelklep | B018916-009-156-Control Valve | 1 |  | 5000 | m3/h | 2000 | [9 empty] | 1.5
BAC-238 | BRX Airport | 009 |  | 5.5.12.51 | Kleppen - regelklep | B018917-009-156-Control Valve | 1 |  | 5000 | m3/h | 2000 | [9 empty] | 1.5
BAC-239 | BRX Airport | 009 |  | 5.5.12.51 | Kleppen - regelklep | B018918-009-156-Control Valve | 1 |  | 5000 | m3/h | 2000 | [9 empty] | 1.5
BAC-240 | BRX Airport | 009 |  | 5.5.12.51 | Kleppen - regelklep | B018919-009-156-Control Valve | 1 |  | 5000 | m3/h | 2000 | [9 empty] | 1.5
BAC-241 | BRX Airport | 009 |  | 5.5.12.51 | Kleppen - regelklep | B018920-009-156-Control Valve | 1 |  | 5000 | m3/h | 2000 | [9 empty] | 1.5
BAC-242 | BRX Airport | 009 |  | 5.3.20.03 | Warm water - collector | B018921-009-151-Collector | 1 |  | 1 | pcs | 2000 | [9 empty] | 1.5
BAC-243 | BRX Airport | 009 |  | 5.4.21.52 | Klimaatkast met directe expansie - KOUD | B018922-009-137-Direct Expansion (DX) | 1 |  | 30 | kW | 2014 | [9 empty] | 1.5
BAC-244 | BRX Airport | 009 |  | 5.4.21.52 | Klimaatkast met directe expansie - KOUD | B018923-009-137-Direct Expansion (DX) | 1 |  | 30 | kW | 2005 | [9 empty] | 1.5
BAC-245 | BRX Airport | 009 |  | 5.4.21.52 | Klimaatkast met directe expansie - KOUD | B018924-009-137-Direct Expansion (DX) | 1 |  | 30 | kW | 2005 | [9 empty] | 1.5
BAC-246 | BRX Airport | 009 |  | 5.4.21.52 | Klimaatkast met directe expansie - KOUD | B018925-009-137-Direct Expansion (DX) | 1 |  | 30 | kW | 2005 | [9 empty] | 1.5
BAC-247 | BRX Airport | 038 |  | 5.4.21.52 | Klimaatkast met directe expansie - KOUD | B018929-038-124-Direct Expansion (DX) Indoor unit | 1 |  | 30 | kW | 2000 | [9 empty] | 1.5
BAC-248 | BRX Airport | 038 |  | 5.6.12.00 | Convector | B018936-038-226-Radiator/ Convector (Electrical) | 1 |  | 250 | W | 2000 | [9 empty] | 1.5
BAC-249 | BRX Airport | 038 |  | 5.6.12.00 | Convector | B018937-038-226-Radiator/ Convector (Electrical) | 1 |  | 250 | W | 2000 | [9 empty] | 1.5
BAC-250 | BRX Airport | 038 |  | 5.4.21.52 | Klimaatkast met directe expansie - KOUD | B018938-038-124-Direct Expansion (DX) Indoor unit | 1 |  | 30 | kW | 2000 | [9 empty] | 1.5
BAC-251 | BRX Airport | 038 |  | 5.4.21.52 | Klimaatkast met directe expansie - KOUD | B018939-038-124-Direct Expansion (DX) Indoor unit | 1 |  | 30 | kW | 2000 | [9 empty] | 1.5
BAC-252 | BRX Airport | 038 |  | 5.4.21.52 | Klimaatkast met directe expansie - KOUD | B018940-038-124-Direct Expansion (DX) Indoor unit | 1 |  | 30 | kW | 2000 | [9 empty] | 1.5
BAC-253 | BRX Airport | 038 |  | 5.4.21.52 | Klimaatkast met directe expansie - KOUD | B018941-038-124-Direct Expansion (DX) Indoor unit | 1 |  | 30 | kW | 2000 | [9 empty] | 1.5
BAC-254 | BRX Airport | 038 |  | 5.6.12.00 | Convector | B018944-038-226-Radiator/ Convector (Electrical) | 1 |  | 250 | W | 2000 | [9 empty] | 1.5
BAC-255 | BRX Airport | 038 |  | 5.6.12.00 | Convector | B018945-038-226-Radiator/ Convector (Electrical) | 1 |  | 250 | W | 2000 | [9 empty] | 1.5
BAC-256 | BRX Airport | 038 |  | 5.4.21.52 | Klimaatkast met directe expansie - KOUD | B018948-038-124-Direct Expansion (DX) Indoor unit | 1 |  | 30 | kW | 2000 | [9 empty] | 1.5
BAC-257 | BRX Airport | 038 |  | 5.4.21.52 | Klimaatkast met directe expansie - KOUD | B018949-038-124-Direct Expansion (DX) Indoor unit | 1 |  | 30 | kW | 2000 | [9 empty] | 1.5
BAC-258 | BRX Airport | 038 |  | 5.4.21.52 | Klimaatkast met directe expansie - KOUD | B018953-038-124-Direct Expansion (DX) Indoor unit | 1 |  | 30 | kW | 2000 | [9 empty] | 1.5
BAC-259 | BRX Airport | 038 |  | 5.4.21.52 | Klimaatkast met directe expansie - KOUD | B018954-038-124-Direct Expansion (DX) Indoor unit | 1 |  | 30 | kW | 2000 | [9 empty] | 1.5
BAC-260 | BRX Airport | 038 |  | 5.6.12.00 | Convector | B018966-038-226-Radiator/ Convector (Electrical) | 1 |  | 250 | W | 2000 | [9 empty] | 1.5
BAC-261 | BRX Airport | 038 |  | 5.4.21.52 | Klimaatkast met directe expansie - KOUD | B018969-038-124-Direct Expansion (DX) Indoor unit | 1 |  | 30 | kW | 2000 | [9 empty] | 1.5
BAC-262 | BRX Airport | 038 |  | 7.3.12.32 | Luchtcompressor | B018980-038-107-Compressed Air Installation | 1 |  | 150 | L | 2000 | [9 empty] | 1.5
BAC-263 | BRX Airport | 038 |  | 5.4.21.52 | Klimaatkast met directe expansie - KOUD | B018984-038-124-Direct Expansion (DX) Indoor unit | 1 |  | 30 | kW | 2000 | [9 empty] | 1.5
BAC-264 | BRX Airport | 038 |  | 5.3.20.30 | Water - circulator | B018988-038-169-Pump | 1 |  | 100 | m3/h | 2000 | [9 empty] | 1.5
BAC-265 | BRX Airport | 038 |  | 5.3.20.30 | Water - circulator | B018989-038-169-Pump | 1 |  | 100 | m3/h | 2000 | [9 empty] | 1.5
BAC-266 | BRX Airport | 038 |  | 5.5.12.51 | Kleppen - regelklep | B018990-038-156-Control Valve | 1 |  | 5000 | m3/h | 2000 | [9 empty] | 1.5
BAC-267 | BRX Airport | 038 |  | 5.5.12.51 | Kleppen - regelklep | B018991-038-156-Control Valve | 1 |  | 5000 | m3/h | 2000 | [9 empty] | 1.5
BAC-268 | BRX Airport | 038 |  | 5.5.12.51 | Kleppen - regelklep | B018992-038-156-Control Valve | 1 |  | 5000 | m3/h | 2000 | [9 empty] | 1.5
BAC-269 | BRX Airport | 038 |  | 5.5.12.51 | Kleppen - regelklep | B018993-038-156-Control Valve | 1 |  | 5000 | m3/h | 2000 | [9 empty] | 1.5
BAC-270 | BRX Airport | 038 |  | 5.5.12.51 | Kleppen - regelklep | B018994-038-156-Control Valve | 1 |  | 5000 | m3/h | 2000 | [9 empty] | 1.5
BAC-271 | BRX Airport | 038 |  | 5.5.12.51 | Kleppen - regelklep | B018995-038-156-Control Valve | 1 |  | 5000 | m3/h | 2000 | [9 empty] | 1.5
BAC-272 | BRX Airport | 038 |  | 5.5.12.51 | Kleppen - regelklep | B018996-038-156-Control Valve | 1 |  | 5000 | m3/h | 2000 | [9 empty] | 1.5
BAC-273 | BRX Airport | 038 |  | 5.3.20.03 | Warm water - collector | B018997-038-151-Collector | 1 |  | 1 | pcs | 2000 | [9 empty] | 1.5
BAC-274 | BRX Airport | 038 |  | 5.6.12.00 | Convector | B019002-038-226-Radiator/ Convector (Electrical) | 1 |  | 250 | W | 2000 | [9 empty] | 1.5
BAC-275 | BRX Airport | 038 |  | 5.6.12.00 | Convector | B019003-038-226-Radiator/ Convector (Electrical) | 1 |  | 250 | W | 2000 | [9 empty] | 1.5
BAC-276 | BRX Airport | 038 |  | 5.4.21.52 | Klimaatkast met directe expansie - KOUD | B019004-038-124-Direct Expansion (DX) Indoor unit | 1 |  | 30 | kW | 2000 | [9 empty] | 1.5
BAC-277 | BRX Airport | 038 |  | 5.4.21.52 | Klimaatkast met directe expansie - KOUD | B019005-038-137-Direct Expansion (DX) | 1 |  | 30 | kW | 2004 | [9 empty] | 1.5
BAC-278 | BRX Airport | 038 |  | 5.4.21.52 | Klimaatkast met directe expansie - KOUD | B019006-038-137-Direct Expansion (DX) | 1 |  | 30 | kW | 2004 | [9 empty] | 1.5
BAC-279 | BRX Airport | 038 |  | 5.4.21.52 | Klimaatkast met directe expansie - KOUD | B019007-038-137-Direct Expansion (DX) | 1 |  | 30 | kW | 2015 | [9 empty] | 1.5
BAC-280 | BRX Airport | 038 |  | 5.4.21.52 | Klimaatkast met directe expansie - KOUD | B019008-038-137-Direct Expansion (DX) | 1 |  | 30 | kW | 2015 | [9 empty] | 1.5
BAC-281 | BRX Airport | 038 |  | 5.4.21.52 | Klimaatkast met directe expansie - KOUD | B019009-038-137-Direct Expansion (DX) | 1 |  | 30 | kW | 2015 | [9 empty] | 1.5
BAC-282 | BRX Airport | 038 |  | 5.4.21.52 | Klimaatkast met directe expansie - KOUD | B019010-038-137-Direct Expansion (DX) | 1 |  | 30 | kW | 2015 | [9 empty] | 1.5
BAC-283 | BRX Airport | 038 |  | 5.4.21.52 | Klimaatkast met directe expansie - KOUD | B019011-038-137-Direct Expansion (DX) | 1 |  | 30 | kW | 2015 | [9 empty] | 1.5
BAC-284 | BRX Airport | 025 |  | 5.1.29.27 | Stookolietank bovengronds - Waals gewest >= 3000 L < 25000 L | B019036-025-212-Tank | 1 |  | 12000 | L | 2000 | [9 empty] | 1.5
BAC-285 | BRX Airport | 025 |  | 5.3.20.30 | Water - circulator | B019039-025-169-Pump | 1 |  | 100 | m3/h | 2000 | [9 empty] | 1.5
BAC-286 | BRX Airport | 025 |  | 5.1.21.55 | Gasketel - vloermodel (<= 100 kW) | B019040-025-203-CV ketel | 1 |  | 85 | kW | 2000 | [9 empty] | 1.5
BAC-287 | BRX Airport | 025 |  | 7.3.12.37 | Perslucht reservoir | B019041-025-167-Expansion System | 1 |  | 1 | pcs | 2000 | [9 empty] | 1.5
BAC-288 | BRX Airport | 025 |  | 5.6.12.00 | Convector | B019051-025-226-Radiator/ Convector (Electrical) | 1 |  | 250 | W | 2000 | [9 empty] | 1.5
BAC-289 | BRX Airport | 025 |  | 5.6.12.00 | Convector | B019052-025-226-Radiator/ Convector (Electrical) | 1 |  | 250 | W | 2000 | [9 empty] | 1.5
BAC-290 | BRX Airport | 025 |  | 5.6.12.00 | Convector | B019053-025-226-Radiator/ Convector (Electrical) | 1 |  | 250 | W | 2000 | [9 empty] | 1.5
BAC-291 | BRX Airport | 040f |  | 5.4.21.52 | Klimaatkast met directe expansie - KOUD | B019061-040f-124-Direct Expansion (DX) Indoor unit | 1 |  | 30 | kW | 2000 | [9 empty] | 1.5
BAC-292 | BRX Airport | 040f |  | 5.6.12.00 | Convector | B019062-040f-226-Radiator/ Convector (Electrical) | 1 |  | 250 | W | 2000 | [9 empty] | 1.5
BAC-293 | BRX Airport | 040f |  | 5.6.12.00 | Convector | B019064-040f-226-Radiator/ Convector (Electrical) | 1 |  | 250 | W | 2000 | [9 empty] | 1.5
BAC-294 | BRX Airport | 040f |  | 5.6.12.00 | Convector | B019065-040f-226-Radiator/ Convector (Electrical) | 1 |  | 250 | W | 2000 | [9 empty] | 1.5
BAC-295 | BRX Airport | 040f |  | 5.7.61.21 | Warmeluchtgordijn | B019066-040f-237-Air Curtain (Water) | 1 |  | 1500 | m3/h | 2000 | [9 empty] | 1.5
BAC-296 | BRX Airport | 040f |  | 5.7.61.21 | Warmeluchtgordijn | B019069-040f-237-Air Curtain (Water) | 1 |  | 1500 | m3/h | 2000 | [9 empty] | 1.5
BAC-297 | BRX Airport | 040f |  | 5.4.21.52 | Klimaatkast met directe expansie - KOUD | B019070-040f-124-Direct Expansion (DX) Indoor unit | 1 |  | 30 | kW | 2000 | [9 empty] | 1.5
BAC-298 | BRX Airport | 040f |  | 5.4.21.52 | Klimaatkast met directe expansie - KOUD | B019072-040f-137-Direct Expansion (DX) | 1 |  | 30 | kW | 2000 | [9 empty] | 1.5
BAC-299 | BRX Airport | 040f |  | 5.4.21.52 | Klimaatkast met directe expansie - KOUD | B019073-040f-137-Direct Expansion (DX) | 1 |  | 30 | kW | 2000 | [9 empty] | 1.5
BAC-300 | BRX Airport | 211a |  | 5.4.21.52 | Klimaatkast met directe expansie - KOUD | B019074-211a-124-Direct Expansion (DX) Indoor unit | 1 |  | 30 | kW | 2000 | [9 empty] | 1.5
BAC-301 | BRX Airport | 211a |  | 5.6.12.00 | Convector | B019075-211a-226-Radiator/ Convector (Electrical) | 1 |  | 250 | W | 2000 | [9 empty] | 1.5
BAC-302 | BRX Airport | 211a |  | 5.4.21.52 | Klimaatkast met directe expansie - KOUD | B019081-211a-137-Direct Expansion (DX) | 1 |  | 30 | kW | 2000 | [9 empty] | 1.5
BAC-303 | BRX Airport | 707h |  | 5.7.61.21 | Warmeluchtgordijn | B019099-707h-237-Air Curtain (Water) | 1 |  | 1500 | m3/h | 2000 | [9 empty] | 1.5
BAC-304 | BRX Airport | 707h |  | 5.7.61.21 | Warmeluchtgordijn | B019101-707h-237-Air Curtain (Water) | 1 |  | 1500 | m3/h | 2000 | [9 empty] | 1.5
BAC-305 | BRX Airport | 707h |  | 5.4.21.52 | Klimaatkast met directe expansie - KOUD | B019102-707h-124-Direct Expansion (DX) Indoor unit | 1 |  | 30 | kW | 2016 | [9 empty] | 1.5
BAC-306 | BRX Airport | 707h |  | 5.4.21.52 | Klimaatkast met directe expansie - KOUD | B019105-707h-124-Direct Expansion (DX) Indoor unit | 1 |  | 30 | kW | 2016 | [9 empty] | 1.5
BAC-307 | BRX Airport | 707h |  | 5.6.12.00 | Convector | B019106-707h-226-Radiator/ Convector (Electrical) | 1 |  | 250 | W | 2000 | [9 empty] | 1.5
BAC-308 | BRX Airport | 707h |  | 5.6.12.00 | Convector | B019107-707h-226-Radiator/ Convector (Electrical) | 1 |  | 250 | W | 2000 | [9 empty] | 1.5
BAC-309 | BRX Airport | 707h |  | 5.4.21.52 | Klimaatkast met directe expansie - KOUD | B019111-707h-137-Direct Expansion (DX) | 1 |  | 30 | kW | 2000 | [9 empty] | 1.5
BAC-310 | BRX Airport | 707h |  | 5.4.21.52 | Klimaatkast met directe expansie - KOUD | B019112-707h-137-Direct Expansion (DX) | 1 |  | 30 | kW | 2016 | [9 empty] | 1.5
BAC-311 | BRX Airport | 126 |  | 5.7.71.41 | Ventiloconvector vloermodel | B021018-126-236-Fan Coil Unit | 1 |  | 1 | pcs | 2000 | [9 empty] | 1.5
BAC-312 | BRX Airport | 126 |  | 5.4.21.52 | Klimaatkast met directe expansie - KOUD | B021022-126-124-Direct Expansion (DX) Indoor unit | 1 |  | 30 | kW | 2005 | [9 empty] | 1.5
BAC-313 | BRX Airport | 126 |  | 5.7.71.41 | Ventiloconvector vloermodel | B021026-126-236-Fan Coil Unit | 1 |  | 1 | pcs | 2000 | [9 empty] | 1.5
BAC-314 | BRX Airport | 126 |  | 5.3.20.30 | Water - circulator | B021027-126-169-Pump | 1 |  | 100 | m3/h | 2000 | [9 empty] | 1.5
BAC-315 | BRX Airport | 126 |  | 5.3.20.30 | Water - circulator | B021028-126-169-Pump | 1 |  | 100 | m3/h | 2000 | [9 empty] | 1.5
BAC-316 | BRX Airport | 126 |  | 5.7.71.41 | Ventiloconvector vloermodel | B021031-126-236-Fan Coil Unit | 1 |  | 1 | pcs | 2000 | [9 empty] | 1.5
BAC-317 | BRX Airport | 126 |  | 5.7.71.41 | Ventiloconvector vloermodel | B021032-126-236-Fan Coil Unit | 1 |  | 1 | pcs | 2000 | [9 empty] | 1.5
BAC-318 | BRX Airport | 126 |  | 5.4.21.52 | Klimaatkast met directe expansie - KOUD | B021041-126-137-Direct Expansion (DX) | 1 |  | 30 | kW | 2005 | [9 empty] | 1.5
BAC-319 | BRX Airport | 044 |  | 5.4.21.52 | Klimaatkast met directe expansie - KOUD | B021175-044-124-Direct Expansion (DX) Indoor unit | 1 |  | 30 | kW | 2015 | [9 empty] | 1.5
BAC-320 | BRX Airport | 044 |  | 5.4.21.52 | Klimaatkast met directe expansie - KOUD | B021176-044-137-Direct Expansion (DX) | 1 |  | 30 | kW | 2015 | [9 empty] | 1.5
BAC-321 | BRX Airport | 707a |  | 5.4.21.52 | Klimaatkast met directe expansie - KOUD | B021177-707a-137-Direct Expansion (DX) | 1 |  | 30 | kW | 2000 | [9 empty] | 1.5
BAC-322 | BRX Airport | 707a |  | 5.4.21.52 | Klimaatkast met directe expansie - KOUD | B021180-707a-124-Direct Expansion (DX) Indoor unit | 1 |  | 30 | kW | 2000 | [9 empty] | 1.5
BAC-323 | BRX Airport | 120a |  | 5.4.21.52 | Klimaatkast met directe expansie - KOUD | B021201-120a-124-Direct Expansion (DX) Indoor unit | 1 |  | 30 | kW | 2000 | [9 empty] | 1.5
BAC-324 | BRX Airport | 120a |  | 5.6.12.00 | Convector | B021202-120a-226-Radiator/ Convector (Electrical) | 1 |  | 250 | W | 2000 | [9 empty] | 1.5
BAC-325 | BRX Airport | 120a |  | 5.6.12.00 | Convector | B021206-120a-226-Radiator/ Convector (Electrical) | 1 |  | 250 | W | 2000 | [9 empty] | 1.5
BAC-326 | BRX Airport | 120a |  | 5.4.21.52 | Klimaatkast met directe expansie - KOUD | B021207-120a-137-Direct Expansion (DX) | 1 |  | 30 | kW | 2000 | [9 empty] | 1.5
BAC-327 | BRX Airport | 046a |  | 5.6.12.00 | Convector | B022154-046a-226-Radiator/ Convector (Electrical) | 1 |  | 250 | W | 2000 | [9 empty] | 1.5
BAC-328 | BRX Airport | 036 |  | 5.4.21.52 | Klimaatkast met directe expansie - KOUD | B022249-036-124-Direct Expansion (DX) Indoor unit | 1 |  | 30 | kW | 2015 | [9 empty] | 1.5
BAC-329 | BRX Airport | 040r |  | 5.4.21.52 | Klimaatkast met directe expansie - KOUD | B022808-040r-124-Direct Expansion (DX) Indoor unit | 1 |  | 30 | kW | 2015 | [9 empty] | 1.5
BAC-330 | BRX Airport | 040r |  | 5.4.21.52 | Klimaatkast met directe expansie - KOUD | B022820-040r-137-Direct Expansion (DX) | 1 |  | 30 | kW | 2015 | [9 empty] | 1.5
BAC-331 | BRX Airport | 036 |  | 5.4.21.52 | Klimaatkast met directe expansie - KOUD | B022824-036-124-Direct Expansion (DX) Indoor unit | 1 |  | 30 | kW | 2015 | [9 empty] | 1.5
BAC-332 | BRX Airport | 036 |  | 5.4.21.52 | Klimaatkast met directe expansie - KOUD | B022825-036-124-Direct Expansion (DX) Indoor unit | 1 |  | 30 | kW | 2015 | [9 empty] | 1.5
BAC-333 | BRX Airport | 036 |  | 5.4.21.52 | Klimaatkast met directe expansie - KOUD | B022826-036-124-Direct Expansion (DX) Indoor unit | 1 |  | 30 | kW | 2015 | [9 empty] | 1.5
BAC-334 | BRX Airport | 036 |  | 5.4.21.52 | Klimaatkast met directe expansie - KOUD | B022827-036-124-Direct Expansion (DX) Indoor unit | 1 |  | 30 | kW | 2015 | [9 empty] | 1.5
BAC-335 | BRX Airport | 036 |  | 5.4.21.52 | Klimaatkast met directe expansie - KOUD | B022830-036-124-Direct Expansion (DX) Indoor unit | 1 |  | 30 | kW | 2015 | [9 empty] | 1.5
BAC-336 | BRX Airport | 036 |  | 5.4.21.52 | Klimaatkast met directe expansie - KOUD | B022831-036-124-Direct Expansion (DX) Indoor unit | 1 |  | 30 | kW | 2015 | [9 empty] | 1.5
BAC-337 | BRX Airport | 036 |  | 5.4.21.52 | Klimaatkast met directe expansie - KOUD | B022834-036-124-Direct Expansion (DX) Indoor unit | 1 |  | 30 | kW | 2000 | [9 empty] | 1.5
BAC-338 | BRX Airport | 036 |  | 5.4.21.52 | Klimaatkast met directe expansie - KOUD | B022836-036-124-Direct Expansion (DX) Indoor unit | 1 |  | 30 | kW | 2000 | [9 empty] | 1.5
BAC-339 | BRX Airport | 036 |  | 5.4.21.52 | Klimaatkast met directe expansie - KOUD | B022837-036-124-Direct Expansion (DX) Indoor unit | 1 |  | 30 | kW | 2000 | [9 empty] | 1.5
BAC-340 | BRX Airport | 036 |  | 5.4.21.52 | Klimaatkast met directe expansie - KOUD | B022838-036-124-Direct Expansion (DX) Indoor unit | 1 |  | 30 | kW | 2000 | [9 empty] | 1.5
BAC-341 | BRX Airport | 036 |  | 5.7.61.21 | Warmeluchtgordijn | B022839-036-237-Air Curtain (Water) | 1 |  | 1500 | m3/h | 2000 | [9 empty] | 1.5
BAC-342 | BRX Airport | 036 |  | 5.4.21.52 | Klimaatkast met directe expansie - KOUD | B022840-036-124-Direct Expansion (DX) Indoor unit | 1 |  | 30 | kW | 2000 | [9 empty] | 1.5
BAC-343 | BRX Airport | 036 |  | 5.4.21.52 | Klimaatkast met directe expansie - KOUD | B022846-036-137-Direct Expansion (DX) | 1 |  | 30 | kW | 2015 | [9 empty] | 1.5
BAC-344 | BRX Airport | 062 |  | 5.6.12.00 | Convector | B022866-062-226-Radiator/ Convector (Electrical) | 1 |  | 250 | W | 2000 | [9 empty] | 1.5
BAC-345 | BRX Airport | 062 |  | 5.6.12.00 | Convector | B022867-062-226-Radiator/ Convector (Electrical) | 1 |  | 250 | W | 2000 | [9 empty] | 1.5
BAC-346 | BRX Airport | 062 |  | 5.6.12.00 | Convector | B022870-062-226-Radiator/ Convector (Electrical) | 1 |  | 250 | W | 2000 | [9 empty] | 1.5
BAC-347 | BRX Airport | 066b |  | 5.7.61.12 | Luchtverhitter op hoogte | B022876-066b-240-Aerotherm | 1 |  | 40 | kW | 2000 | [9 empty] | 1.5
BAC-348 | BRX Airport | 066b |  | 5.4.21.52 | Klimaatkast met directe expansie - KOUD | B022877-066b-124-Direct Expansion (DX) Indoor unit | 1 |  | 30 | kW | 2000 | [9 empty] | 1.5
BAC-349 | BRX Airport | 066b |  | 5.4.21.52 | Klimaatkast met directe expansie - KOUD | B022878-066b-137-Direct Expansion (DX) | 1 |  | 30 | kW | 2008 | [9 empty] | 1.5
BAC-350 | BRX Airport | 066b |  | 5.6.12.00 | Convector | B022879-066b-226-Radiator/ Convector (Electrical) | 1 |  | 250 | W | 2000 | [9 empty] | 1.5
BAC-351 | BRX Airport | 066b |  | 5.7.61.12 | Luchtverhitter op hoogte | B022880-066b-240-Aerotherm | 1 |  | 40 | kW | 2000 | [9 empty] | 1.5
BAC-352 | BRX Airport | 066b |  | 5.6.12.00 | Convector | B022881-066b-226-Radiator/ Convector (Electrical) | 1 |  | 250 | W | 2000 | [9 empty] | 1.5
BAC-353 | BRX Airport | 127e |  | 5.4.21.52 | Klimaatkast met directe expansie - KOUD | B022883-127e-124-Direct Expansion (DX) Indoor unit | 1 |  | 30 | kW | 2015 | [9 empty] | 1.5
BAC-354 | BRX Airport | 127e |  | 5.4.21.52 | Klimaatkast met directe expansie - KOUD | B022884-127e-124-Direct Expansion (DX) Indoor unit | 1 |  | 30 | kW | 2015 | [9 empty] | 1.5
BAC-355 | BRX Airport | 127e |  | 5.6.12.00 | Convector | B022887-127e-226-Radiator/ Convector (Electrical) | 1 |  | 250 | W | 2000 | [9 empty] | 1.5
BAC-356 | BRX Airport | 127e |  | 5.6.12.00 | Convector | B022888-127e-226-Radiator/ Convector (Electrical) | 1 |  | 250 | W | 2000 | [9 empty] | 1.5
BAC-357 | BRX Airport | 127e |  | 5.4.21.52 | Klimaatkast met directe expansie - KOUD | B022891-127e-137-Direct Expansion (DX) | 1 |  | 30 | kW | 2015 | [9 empty] | 1.5
BAC-358 | BRX Airport | 309 |  | 5.4.21.52 | Klimaatkast met directe expansie - KOUD | B022916-309-124-Direct Expansion (DX) Indoor unit | 1 |  | 30 | kW | 2007 | [9 empty] | 1.5
BAC-359 | BRX Airport | 309 |  | 5.4.21.52 | Klimaatkast met directe expansie - KOUD | B022917-309-124-Direct Expansion (DX) Indoor unit | 1 |  | 30 | kW | 2016 | [9 empty] | 1.5
BAC-360 | BRX Airport | 309 |  | 5.4.21.52 | Klimaatkast met directe expansie - KOUD | B022919-309-137-Direct Expansion (DX) | 1 |  | 30 | kW | 2007 | [9 empty] | 1.5
BAC-361 | BRX Airport | 309 |  | 5.4.21.52 | Klimaatkast met directe expansie - KOUD | B022920-309-137-Direct Expansion (DX) | 1 |  | 30 | kW | 2016 | [9 empty] | 1.5
BAC-362 | BRX Airport | 705 |  | 5.6.12.00 | Convector | B022968-705-226-Radiator/ Convector (Electrical) | 1 |  | 250 | W | 2000 | [9 empty] | 1.5
BAC-363 | BRX Airport | 705 |  | 5.6.12.00 | Convector | B022969-705-226-Radiator/ Convector (Electrical) | 1 |  | 250 | W | 2000 | [9 empty] | 1.5
BAC-364 | BRX Airport | 705 |  | 5.6.12.00 | Convector | B022970-705-226-Radiator/ Convector (Electrical) | 1 |  | 250 | W | 2000 | [9 empty] | 1.5
BAC-365 | BRX Airport | 705 |  | 5.7.71.91 | PG 2 batt. zonder bevochtiger | B022983-705-251-Air Handling Unit | 1 |  | 25000 | m3/h | 2000 | [9 empty] | 1.5
BAC-366 | BRX Airport | 705 |  | 5.3.20.30 | Water - circulator | B022985-705-169-Pump | 1 |  | 100 | m3/h | 2000 | [9 empty] | 1.5
BAC-367 | BRX Airport | 705 |  | 5.3.20.30 | Water - circulator | B022986-705-169-Pump | 1 |  | 100 | m3/h | 2000 | [9 empty] | 1.5
BAC-368 | BRX Airport | 705 |  | 5.3.20.30 | Water - circulator | B022987-705-169-Pump | 1 |  | 100 | m3/h | 2000 | [9 empty] | 1.5
BAC-369 | BRX Airport | 705 |  | 5.3.20.30 | Water - circulator | B022988-705-169-Pump | 1 |  | 100 | m3/h | 2000 | [9 empty] | 1.5
BAC-370 | BRX Airport | 705 |  | 5.3.20.30 | Water - circulator | B022989-705-169-Pump | 1 |  | 100 | m3/h | 2000 | [9 empty] | 1.5
BAC-371 | BRX Airport | 705 |  | 5.3.20.30 | Water - circulator | B022990-705-169-Pump | 1 |  | 100 | m3/h | 2000 | [9 empty] | 1.5
BAC-372 | BRX Airport | 705 |  | 5.3.20.30 | Water - circulator | B022991-705-169-Pump | 1 |  | 100 | m3/h | 2000 | [9 empty] | 1.5
BAC-373 | BRX Airport | 705 |  | 5.3.20.30 | Water - circulator | B022992-705-169-Pump | 1 |  | 100 | m3/h | 2000 | [9 empty] | 1.5
BAC-374 | BRX Airport | 705 |  | 5.3.20.30 | Water - circulator | B022993-705-169-Pump | 1 |  | 100 | m3/h | 2000 | [9 empty] | 1.5
BAC-375 | BRX Airport | 705 |  | 5.3.20.30 | Water - circulator | B022994-705-169-Pump | 1 |  | 100 | m3/h | 2000 | [9 empty] | 1.5
BAC-376 | BRX Airport | 705 |  | 5.3.20.30 | Water - circulator | B022995-705-169-Pump | 1 |  | 100 | m3/h | 2000 | [9 empty] | 1.5
BAC-377 | BRX Airport | 705 |  | 5.3.20.30 | Water - circulator | B022996-705-169-Pump | 1 |  | 100 | m3/h | 2000 | [9 empty] | 1.5
BAC-378 | BRX Airport | 705 |  | 5.3.20.30 | Water - circulator | B022997-705-169-Pump | 1 |  | 100 | m3/h | 2000 | [9 empty] | 1.5
BAC-379 | BRX Airport | 705 |  | 5.3.20.30 | Water - circulator | B022998-705-169-Pump | 1 |  | 100 | m3/h | 2000 | [9 empty] | 1.5
BAC-380 | BRX Airport | 705 |  | 5.3.20.30 | Water - circulator | B022999-705-169-Pump | 1 |  | 100 | m3/h | 2000 | [9 empty] | 1.5
BAC-381 | BRX Airport | 029d |  | 5.7.71.91 | PG 2 batt. zonder bevochtiger | B023364-029d-251-Air Handling Unit | 1 |  | 25000 | m3/h | 2000 | [9 empty] | 1.5
BAC-382 | BRX Airport | 705 |  | 7.3.12.32 | Luchtcompressor | B023500-705-107-Compressed Air Installation | 1 |  | 150 | L | 2000 | [9 empty] | 1.5
BAC-383 | BRX Airport | 705 |  | 7.3.12.32 | Luchtcompressor | B023501-705-107-Compressed Air Installation | 1 |  | 150 | L | 2000 | [9 empty] | 1.5
BAC-384 | BRX Airport | 705 |  | 7.3.12.37 | Perslucht reservoir | B023502-705-167-Expansion System | 1 |  | 1 | pcs | 2000 | [9 empty] | 1.5
BAC-385 | BRX Airport | 705 |  | 5.3.23.01 | Warm water - buizenwisselaar | B023507-705-175-Exchanger | 1 |  | 15 | kW | 2000 | [9 empty] | 1.5
BAC-386 | BRX Airport | 705 |  | 5.3.23.01 | Warm water - buizenwisselaar | B023508-705-175-Exchanger | 1 |  | 15 | kW | 2000 | [9 empty] | 1.5
BAC-387 | BRX Airport | 705 |  | 5.7.71.91 | PG 2 batt. zonder bevochtiger | B023513-705-251-Air Handling Unit | 1 |  | 25000 | m3/h | 2000 | [9 empty] | 1.5
BAC-388 | BRX Airport | 705 |  | 6.1.51.25 | Algemeen laagspanningsbord | B023518-705-373-Electrical panel | 1 |  | 10 | # of distributions | 2000 | [9 empty] | 1.5
BAC-389 | BRX Airport | 705 |  | 6.1.51.25 | Algemeen laagspanningsbord | B023522-705-373-Electrical panel | 1 |  | 10 | # of distributions | 2000 | [9 empty] | 1.5
BAC-390 | BRX Airport | 705 |  | 5.7.71.91 | PG 2 batt. zonder bevochtiger | B023560-705-251-Air Handling Unit | 1 |  | 25000 | m3/h | 2000 | [9 empty] | 1.5
BAC-391 | BRX Airport | 705 |  | 5.7.71.91 | PG 2 batt. zonder bevochtiger | B023563-705-251-Air Handling Unit | 1 |  | 25000 | m3/h | 2000 | [9 empty] | 1.5
BAC-392 | BRX Airport | 705 |  | 5.7.71.91 | PG 2 batt. zonder bevochtiger | B023564-705-251-Air Handling Unit | 1 |  | 25000 | m3/h | 2000 | [9 empty] | 1.5
BAC-393 | BRX Airport | 705 |  | 5.7.71.91 | PG 2 batt. zonder bevochtiger | B023565-705-251-Air Handling Unit | 1 |  | 25000 | m3/h | 2000 | [9 empty] | 1.5
BAC-394 | BRX Airport | 705 |  | 6.1.51.25 | Algemeen laagspanningsbord | B023566-705-373-Electrical panel | 1 |  | 10 | # of distributions | 2000 | [9 empty] | 1.5
BAC-395 | BRX Airport | 705 |  | 5.7.71.91 | PG 2 batt. zonder bevochtiger | B023567-705-251-Air Handling Unit | 1 |  | 25000 | m3/h | 2000 | [9 empty] | 1.5
BAC-396 | BRX Airport | 705 |  | 5.7.71.91 | PG 2 batt. zonder bevochtiger | B023568-705-251-Air Handling Unit | 1 |  | 25000 | m3/h | 2000 | [9 empty] | 1.5
BAC-397 | BRX Airport | 705 |  | 5.7.71.91 | PG 2 batt. zonder bevochtiger | B023569-705-251-Air Handling Unit | 1 |  | 25000 | m3/h | 2000 | [9 empty] | 1.5
BAC-398 | BRX Airport | 705 |  | 6.1.51.25 | Algemeen laagspanningsbord | B023570-705-373-Electrical panel | 1 |  | 10 | # of distributions | 2000 | [9 empty] | 1.5
BAC-399 | BRX Airport | 705 |  | 5.7.71.91 | PG 2 batt. zonder bevochtiger | B023571-705-251-Air Handling Unit | 1 |  | 25000 | m3/h | 2000 | [9 empty] | 1.5
BAC-400 | BRX Airport | 705 |  | 5.7.71.91 | PG 2 batt. zonder bevochtiger | B023572-705-251-Air Handling Unit | 1 |  | 25000 | m3/h | 2000 | [9 empty] | 1.5
BAC-401 | BRX Airport | 705 |  | 5.7.71.91 | PG 2 batt. zonder bevochtiger | B023573-705-251-Air Handling Unit | 1 |  | 25000 | m3/h | 2000 | [9 empty] | 1.5
BAC-402 | BRX Airport | 705 |  | 6.1.51.25 | Algemeen laagspanningsbord | B023574-705-373-Electrical panel | 1 |  | 10 | # of distributions | 2000 | [9 empty] | 1.5
BAC-403 | BRX Airport | 705 |  | 6.1.51.25 | Algemeen laagspanningsbord | B023609-705-373-Electrical panel | 1 |  | 10 | # of distributions | 2000 | [9 empty] | 1.5
BAC-404 | BRX Airport | 705 |  | 5.7.71.91 | PG 2 batt. zonder bevochtiger | B023682-705-251-Air Handling Unit | 1 |  | 25000 | m3/h | 2000 | [9 empty] | 1.5
BAC-405 | BRX Airport | 705 |  | 5.7.61.12 | Luchtverhitter op hoogte | B023684-705-240-Aerotherm | 1 |  | 40 | kW | 2000 | [9 empty] | 1.5
BAC-406 | BRX Airport | 705 |  | 5.7.61.12 | Luchtverhitter op hoogte | B023685-705-240-Aerotherm | 1 |  | 40 | kW | 2000 | [9 empty] | 1.5
BAC-407 | BRX Airport | 706 |  | 5.4.21.52 | Klimaatkast met directe expansie - KOUD | B023714-706-124-Direct Expansion (DX) Indoor unit | 1 |  | 30 | kW | 2000 | [9 empty] | 1.5
BAC-408 | BRX Airport | 706 |  | 5.4.21.52 | Klimaatkast met directe expansie - KOUD | B023742-706-124-Direct Expansion (DX) Indoor unit | 1 |  | 30 | kW | 2000 | [9 empty] | 1.5
BAC-409 | BRX Airport | 706 |  | 7.3.12.37 | Perslucht reservoir | B023934-706-167-Expansion System | 1 |  | 1 | pcs | 2016 | [9 empty] | 1.5
BAC-410 | BRX Airport | 706 |  | 7.3.12.37 | Perslucht reservoir | B023935-706-167-Expansion System | 1 |  | 1 | pcs | 2000 | [9 empty] | 1.5
BAC-411 | BRX Airport | 706 |  | 6.1.51.25 | Algemeen laagspanningsbord | B023946-706-373-Electrical panel | 1 |  | 10 | # of distributions | 2000 | [9 empty] | 1.5
BAC-412 | BRX Airport | 706 |  | 6.1.51.25 | Algemeen laagspanningsbord | B023947-706-373-Electrical panel | 1 |  | 10 | # of distributions | 2000 | [9 empty] | 1.5
BAC-413 | BRX Airport | 706 |  | 7.3.12.32 | Luchtcompressor | B023948-706-107-Compressed Air Installation | 1 |  | 150 | L | 1985 | [9 empty] | 1.5
BAC-414 | BRX Airport | 706 |  | 7.3.12.32 | Luchtcompressor | B023949-706-107-Compressed Air Installation | 1 |  | 150 | L | 1985 | [9 empty] | 1.5
BAC-415 | BRX Airport | 706 |  | 6.1.51.25 | Algemeen laagspanningsbord | B023950-706-373-Electrical panel | 1 |  | 10 | # of distributions | 2000 | [9 empty] | 1.5
BAC-416 | BRX Airport | 706 |  | 5.7.71.91 | PG 2 batt. zonder bevochtiger | B023951-706-251-Air Handling Unit | 1 |  | 25000 | m3/h | 2012 | [9 empty] | 1.5
BAC-417 | BRX Airport | 706 |  | 5.7.71.91 | PG 2 batt. zonder bevochtiger | B023952-706-251-Air Handling Unit | 1 |  | 25000 | m3/h | 2000 | [9 empty] | 1.5
BAC-418 | BRX Airport | 706 |  | 5.7.70.75 | Brandklep - gemotoriseerd | B023953-706-277-Fire damper - smoke damper | 1 |  | 1 | pcs | 2000 | [9 empty] | 1.5
BAC-419 | BRX Airport | 706 |  | 5.7.70.75 | Brandklep - gemotoriseerd | B023954-706-277-Fire damper - smoke damper | 1 |  | 1 | pcs | 2000 | [9 empty] | 1.5
BAC-420 | BRX Airport | 706 |  | 5.7.70.75 | Brandklep - gemotoriseerd | B023955-706-277-Fire damper - smoke damper | 1 |  | 1 | pcs | 2000 | [9 empty] | 1.5
BAC-421 | BRX Airport | 706 |  | 5.7.70.75 | Brandklep - gemotoriseerd | B023956-706-277-Fire damper - smoke damper | 1 |  | 1 | pcs | 2000 | [9 empty] | 1.5
BAC-422 | BRX Airport | 706 |  | 5.5.12.51 | Kleppen - regelklep | B023957-706-156-Control Valve | 1 |  | 5000 | m3/h | 2000 | [9 empty] | 1.5
BAC-423 | BRX Airport | 706 |  | 5.5.12.51 | Kleppen - regelklep | B023958-706-156-Control Valve | 1 |  | 5000 | m3/h | 2000 | [9 empty] | 1.5
BAC-424 | BRX Airport | 706 |  | 5.5.12.51 | Kleppen - regelklep | B023959-706-156-Control Valve | 1 |  | 5000 | m3/h | 2000 | [9 empty] | 1.5
BAC-425 | BRX Airport | 706 |  | 5.3.20.30 | Water - circulator | B023960-706-169-Pump | 1 |  | 100 | m3/h | 2013 | [9 empty] | 1.5
BAC-426 | BRX Airport | 706 |  | 5.5.12.51 | Kleppen - regelklep | B023961-706-156-Control Valve | 1 |  | 5000 | m3/h | 2000 | [9 empty] | 1.5
BAC-427 | BRX Airport | 706 |  | 5.5.12.51 | Kleppen - regelklep | B023962-706-156-Control Valve | 1 |  | 5000 | m3/h | 2000 | [9 empty] | 1.5
BAC-428 | BRX Airport | 706 |  | 5.5.12.51 | Kleppen - regelklep | B023963-706-156-Control Valve | 1 |  | 5000 | m3/h | 2000 | [9 empty] | 1.5
BAC-429 | BRX Airport | 706 |  | 5.5.12.51 | Kleppen - regelklep | B023964-706-156-Control Valve | 1 |  | 5000 | m3/h | 2000 | [9 empty] | 1.5
BAC-430 | BRX Airport | 706 |  | 5.5.12.51 | Kleppen - regelklep | B023974-706-156-Control Valve | 1 |  | 5000 | m3/h | 2000 | [9 empty] | 1.5
BAC-431 | BRX Airport | 706 |  | 5.5.12.51 | Kleppen - regelklep | B023975-706-156-Control Valve | 1 |  | 5000 | m3/h | 2000 | [9 empty] | 1.5
BAC-432 | BRX Airport | 706 |  | 5.5.12.51 | Kleppen - regelklep | B023976-706-156-Control Valve | 1 |  | 5000 | m3/h | 2000 | [9 empty] | 1.5
BAC-433 | BRX Airport | 706 |  | 5.5.12.51 | Kleppen - regelklep | B023977-706-156-Control Valve | 1 |  | 5000 | m3/h | 2000 | [9 empty] | 1.5
BAC-434 | BRX Airport | 706 |  | 5.5.12.51 | Kleppen - regelklep | B023978-706-156-Control Valve | 1 |  | 5000 | m3/h | 2000 | [9 empty] | 1.5
BAC-435 | BRX Airport | 706 |  | 5.5.12.51 | Kleppen - regelklep | B023979-706-156-Control Valve | 1 |  | 5000 | m3/h | 2000 | [9 empty] | 1.5
BAC-436 | BRX Airport | 706 |  | 5.5.12.51 | Kleppen - regelklep | B023980-706-156-Control Valve | 1 |  | 5000 | m3/h | 2000 | [9 empty] | 1.5
BAC-437 | BRX Airport | 706 |  | 5.5.12.51 | Kleppen - regelklep | B023981-706-156-Control Valve | 1 |  | 5000 | m3/h | 2000 | [9 empty] | 1.5
BAC-438 | BRX Airport | 706 |  | 5.3.20.30 | Water - circulator | B023982-706-169-Pump | 1 |  | 100 | m3/h | 2013 | [9 empty] | 1.5
BAC-439 | BRX Airport | 706 |  | 5.3.20.30 | Water - circulator | B023983-706-169-Pump | 1 |  | 100 | m3/h | 2013 | [9 empty] | 1.5
BAC-440 | BRX Airport | 706 |  | 5.5.12.51 | Kleppen - regelklep | B023984-706-156-Control Valve | 1 |  | 5000 | m3/h | 2000 | [9 empty] | 1.5
BAC-441 | BRX Airport | 706 |  | 5.5.12.51 | Kleppen - regelklep | B023985-706-156-Control Valve | 1 |  | 5000 | m3/h | 2000 | [9 empty] | 1.5
BAC-442 | BRX Airport | 706 |  | 5.5.12.51 | Kleppen - regelklep | B023986-706-156-Control Valve | 1 |  | 5000 | m3/h | 2000 | [9 empty] | 1.5
BAC-443 | BRX Airport | 706 |  | 6.1.51.25 | Algemeen laagspanningsbord | B023989-706-373-Electrical panel | 1 |  | 10 | # of distributions | 2000 | [9 empty] | 1.5
BAC-444 | BRX Airport | 706 |  | 5.7.71.91 | PG 2 batt. zonder bevochtiger | B023990-706-251-Air Handling Unit | 1 |  | 25000 | m3/h | 2012 | [9 empty] | 1.5
BAC-445 | BRX Airport | 706 |  | 5.7.71.91 | PG 2 batt. zonder bevochtiger | B023991-706-251-Air Handling Unit | 1 |  | 25000 | m3/h | 2000 | [9 empty] | 1.5
BAC-446 | BRX Airport | 706 |  | 5.7.70.75 | Brandklep - gemotoriseerd | B023992-706-277-Fire damper - smoke damper | 1 |  | 1 | pcs | 2000 | [9 empty] | 1.5
BAC-447 | BRX Airport | 706 |  | 5.7.70.75 | Brandklep - gemotoriseerd | B023993-706-277-Fire damper - smoke damper | 1 |  | 1 | pcs | 2000 | [9 empty] | 1.5
BAC-448 | BRX Airport | 706 |  | 5.7.70.75 | Brandklep - gemotoriseerd | B023994-706-277-Fire damper - smoke damper | 1 |  | 1 | pcs | 2000 | [9 empty] | 1.5
BAC-449 | BRX Airport | 706 |  | 5.5.12.51 | Kleppen - regelklep | B023995-706-156-Control Valve | 1 |  | 5000 | m3/h | 2000 | [9 empty] | 1.5
BAC-450 | BRX Airport | 706 |  | 5.3.20.30 | Water - circulator | B023996-706-169-Pump | 1 |  | 100 | m3/h | 2013 | [9 empty] | 1.5
BAC-451 | BRX Airport | 706 |  | 5.5.12.51 | Kleppen - regelklep | B023997-706-156-Control Valve | 1 |  | 5000 | m3/h | 2000 | [9 empty] | 1.5
BAC-452 | BRX Airport | 706 |  | 5.5.12.51 | Kleppen - regelklep | B023998-706-156-Control Valve | 1 |  | 5000 | m3/h | 2000 | [9 empty] | 1.5
BAC-453 | BRX Airport | 706 |  | 5.5.12.51 | Kleppen - regelklep | B023999-706-156-Control Valve | 1 |  | 5000 | m3/h | 2000 | [9 empty] | 1.5
BAC-454 | BRX Airport | 706 |  | 5.4.21.52 | Klimaatkast met directe expansie - KOUD | B024007-706-137-Direct Expansion (DX) | 1 |  | 30 | kW | 2000 | [9 empty] | 1.5
BAC-455 | BRX Airport | 706 |  | 5.4.21.52 | Klimaatkast met directe expansie - KOUD | B024008-706-137-Direct Expansion (DX) | 1 |  | 30 | kW | 2000 | [9 empty] | 1.5
BAC-456 | BRX Airport | 706 |  | 5.7.71.84 | EG met menging en luchtfilters | B024009-706-251-Air Handling Unit | 1 |  | 25000 | m3/h | 2000 | [9 empty] | 1.5
BAC-457 | BRX Airport | 706 |  | 5.7.71.84 | EG met menging en luchtfilters | B024014-706-251-Air Handling Unit | 1 |  | 25000 | m3/h | 2000 | [9 empty] | 1.5
BAC-458 | BRX Airport | 706 |  | 5.7.70.75 | Brandklep - gemotoriseerd | B024025-706-277-Fire damper - smoke damper | 1 |  | 1 | pcs | 2000 | [9 empty] | 1.5
BAC-459 | BRX Airport | 706 |  | 5.4.21.52 | Klimaatkast met directe expansie - KOUD | B024026-706-124-Direct Expansion (DX) Indoor unit | 1 |  | 30 | kW | 2000 | [9 empty] | 1.5
BAC-460 | BRX Airport | 706 |  | 5.7.71.41 | Ventiloconvector vloermodel | B024028-706-236-Fan Coil Unit | 1 |  | 1 | pcs | 2000 | [9 empty] | 1.5
BAC-461 | BRX Airport | 706 |  | 5.7.71.41 | Ventiloconvector vloermodel | B024029-706-236-Fan Coil Unit | 1 |  | 1 | pcs | 2000 | [9 empty] | 1.5
BAC-462 | BRX Airport | 706 |  | 5.7.71.41 | Ventiloconvector vloermodel | B024030-706-236-Fan Coil Unit | 1 |  | 1 | pcs | 2000 | [9 empty] | 1.5
BAC-463 | BRX Airport | 706 |  | 5.7.71.41 | Ventiloconvector vloermodel | B024031-706-236-Fan Coil Unit | 1 |  | 1 | pcs | 2000 | [9 empty] | 1.5
BAC-464 | BRX Airport | 706 |  | 5.7.71.41 | Ventiloconvector vloermodel | B024032-706-236-Fan Coil Unit | 1 |  | 1 | pcs | 2000 | [9 empty] | 1.5
BAC-465 | BRX Airport | 706 |  | 5.7.71.41 | Ventiloconvector vloermodel | B024033-706-236-Fan Coil Unit | 1 |  | 1 | pcs | 2000 | [9 empty] | 1.5
BAC-466 | BRX Airport | 706 |  | 5.7.71.41 | Ventiloconvector vloermodel | B024034-706-236-Fan Coil Unit | 1 |  | 1 | pcs | 2000 | [9 empty] | 1.5
BAC-467 | BRX Airport | 706 |  | 5.7.71.41 | Ventiloconvector vloermodel | B024035-706-236-Fan Coil Unit | 1 |  | 1 | pcs | 2000 | [9 empty] | 1.5
BAC-468 | BRX Airport | 706 |  | 5.7.71.41 | Ventiloconvector vloermodel | B024036-706-236-Fan Coil Unit | 1 |  | 1 | pcs | 2000 | [9 empty] | 1.5
BAC-469 | BRX Airport | 706 |  | 5.7.71.41 | Ventiloconvector vloermodel | B024037-706-236-Fan Coil Unit | 1 |  | 1 | pcs | 2000 | [9 empty] | 1.5
BAC-470 | BRX Airport | 706 |  | 5.7.71.41 | Ventiloconvector vloermodel | B024038-706-236-Fan Coil Unit | 1 |  | 1 | pcs | 2000 | [9 empty] | 1.5
BAC-471 | BRX Airport | 706 |  | 5.7.71.41 | Ventiloconvector vloermodel | B024039-706-236-Fan Coil Unit | 1 |  | 1 | pcs | 2000 | [9 empty] | 1.5
BAC-472 | BRX Airport | 706 |  | 5.7.71.41 | Ventiloconvector vloermodel | B024040-706-236-Fan Coil Unit | 1 |  | 1 | pcs | 2000 | [9 empty] | 1.5
BAC-473 | BRX Airport | 706 |  | 5.7.71.41 | Ventiloconvector vloermodel | B024041-706-236-Fan Coil Unit | 1 |  | 1 | pcs | 2000 | [9 empty] | 1.5
BAC-474 | BRX Airport | 706 |  | 5.7.71.41 | Ventiloconvector vloermodel | B024042-706-236-Fan Coil Unit | 1 |  | 1 | pcs | 2000 | [9 empty] | 1.5
BAC-475 | BRX Airport | 706 |  | 5.7.71.41 | Ventiloconvector vloermodel | B024043-706-236-Fan Coil Unit | 1 |  | 1 | pcs | 1985 | [9 empty] | 1.5
BAC-476 | BRX Airport | 706 |  | 5.7.71.41 | Ventiloconvector vloermodel | B024044-706-236-Fan Coil Unit | 1 |  | 1 | pcs | 1985 | [9 empty] | 1.5
BAC-477 | BRX Airport | 706 |  | 5.7.71.41 | Ventiloconvector vloermodel | B024045-706-236-Fan Coil Unit | 1 |  | 1 | pcs | 1985 | [9 empty] | 1.5
BAC-478 | BRX Airport | 706 |  | 5.7.71.41 | Ventiloconvector vloermodel | B024046-706-236-Fan Coil Unit | 1 |  | 1 | pcs | 1985 | [9 empty] | 1.5
BAC-479 | BRX Airport | 706 |  | 5.7.71.41 | Ventiloconvector vloermodel | B024047-706-236-Fan Coil Unit | 1 |  | 1 | pcs | 1985 | [9 empty] | 1.5
BAC-480 | BRX Airport | 706 |  | 5.7.71.41 | Ventiloconvector vloermodel | B024048-706-236-Fan Coil Unit | 1 |  | 1 | pcs | 2000 | [9 empty] | 1.5
BAC-481 | BRX Airport | 706 |  | 5.7.71.41 | Ventiloconvector vloermodel | B024049-706-236-Fan Coil Unit | 1 |  | 1 | pcs | 2000 | [9 empty] | 1.5
BAC-482 | BRX Airport | 706 |  | 5.7.71.41 | Ventiloconvector vloermodel | B024050-706-236-Fan Coil Unit | 1 |  | 1 | pcs | 2000 | [9 empty] | 1.5
BAC-483 | BRX Airport | 706 |  | 5.7.71.41 | Ventiloconvector vloermodel | B024051-706-236-Fan Coil Unit | 1 |  | 1 | pcs | 2000 | [9 empty] | 1.5
BAC-484 | BRX Airport | 706 |  | 5.7.71.41 | Ventiloconvector vloermodel | B024052-706-236-Fan Coil Unit | 1 |  | 1 | pcs | 2000 | [9 empty] | 1.5
BAC-485 | BRX Airport | 706 |  | 5.7.71.41 | Ventiloconvector vloermodel | B024053-706-236-Fan Coil Unit | 1 |  | 1 | pcs | 2000 | [9 empty] | 1.5
BAC-486 | BRX Airport | 706 |  | 5.7.71.41 | Ventiloconvector vloermodel | B024054-706-236-Fan Coil Unit | 1 |  | 1 | pcs | 2000 | [9 empty] | 1.5
BAC-487 | BRX Airport | 706 |  | 5.7.71.41 | Ventiloconvector vloermodel | B024055-706-236-Fan Coil Unit | 1 |  | 1 | pcs | 2000 | [9 empty] | 1.5
BAC-488 | BRX Airport | 706 |  | 5.7.71.41 | Ventiloconvector vloermodel | B024056-706-236-Fan Coil Unit | 1 |  | 1 | pcs | 2000 | [9 empty] | 1.5
BAC-489 | BRX Airport | 706 |  | 5.7.71.41 | Ventiloconvector vloermodel | B024057-706-236-Fan Coil Unit | 1 |  | 1 | pcs | 2000 | [9 empty] | 1.5
BAC-490 | BRX Airport | 706 |  | 5.7.71.41 | Ventiloconvector vloermodel | B024058-706-236-Fan Coil Unit | 1 |  | 1 | pcs | 2000 | [9 empty] | 1.5
BAC-491 | BRX Airport | 706 |  | 5.7.71.41 | Ventiloconvector vloermodel | B024059-706-236-Fan Coil Unit | 1 |  | 1 | pcs | 2000 | [9 empty] | 1.5
BAC-492 | BRX Airport | 706 |  | 5.7.71.41 | Ventiloconvector vloermodel | B024060-706-236-Fan Coil Unit | 1 |  | 1 | pcs | 2000 | [9 empty] | 1.5
BAC-493 | BRX Airport | 706 |  | 5.7.71.41 | Ventiloconvector vloermodel | B024061-706-236-Fan Coil Unit | 1 |  | 1 | pcs | 2000 | [9 empty] | 1.5
BAC-494 | BRX Airport | 706 |  | 5.7.71.41 | Ventiloconvector vloermodel | B024062-706-236-Fan Coil Unit | 1 |  | 1 | pcs | 2000 | [9 empty] | 1.5
BAC-495 | BRX Airport | 706 |  | 5.7.71.41 | Ventiloconvector vloermodel | B024063-706-236-Fan Coil Unit | 1 |  | 1 | pcs | 2000 | [9 empty] | 1.5
BAC-496 | BRX Airport | 706 |  | 5.7.71.41 | Ventiloconvector vloermodel | B024064-706-236-Fan Coil Unit | 1 |  | 1 | pcs | 1985 | [9 empty] | 1.5
BAC-497 | BRX Airport | 706 |  | 5.7.71.41 | Ventiloconvector vloermodel | B024065-706-236-Fan Coil Unit | 1 |  | 1 | pcs | 1985 | [9 empty] | 1.5
BAC-498 | BRX Airport | 706 |  | 5.7.71.41 | Ventiloconvector vloermodel | B024066-706-236-Fan Coil Unit | 1 |  | 1 | pcs | 2000 | [9 empty] | 1.5
BAC-499 | BRX Airport | 706 |  | 5.7.71.41 | Ventiloconvector vloermodel | B024067-706-236-Fan Coil Unit | 1 |  | 1 | pcs | 2000 | [9 empty] | 1.5
BAC-500 | BRX Airport | 706 |  | 5.7.71.41 | Ventiloconvector vloermodel | B024068-706-236-Fan Coil Unit | 1 |  | 1 | pcs | 2000 | [9 empty] | 1.5
BAC-501 | BRX Airport | 706 |  | 5.7.71.41 | Ventiloconvector vloermodel | B024069-706-236-Fan Coil Unit | 1 |  | 1 | pcs | 2000 | [9 empty] | 1.5
BAC-502 | BRX Airport | 706 |  | 5.7.71.41 | Ventiloconvector vloermodel | B024070-706-236-Fan Coil Unit | 1 |  | 1 | pcs | 2000 | [9 empty] | 1.5
BAC-503 | BRX Airport | 706 |  | 5.7.71.41 | Ventiloconvector vloermodel | B024071-706-236-Fan Coil Unit | 1 |  | 1 | pcs | 2000 | [9 empty] | 1.5
BAC-504 | BRX Airport | 706 |  | 5.7.71.41 | Ventiloconvector vloermodel | B024072-706-236-Fan Coil Unit | 1 |  | 1 | pcs | 2000 | [9 empty] | 1.5
BAC-505 | BRX Airport | 706 |  | 5.7.71.41 | Ventiloconvector vloermodel | B024073-706-236-Fan Coil Unit | 1 |  | 1 | pcs | 2000 | [9 empty] | 1.5
BAC-506 | BRX Airport | 706 |  | 5.7.71.41 | Ventiloconvector vloermodel | B024074-706-236-Fan Coil Unit | 1 |  | 1 | pcs | 2000 | [9 empty] | 1.5
BAC-507 | BRX Airport | 706 |  | 5.7.71.41 | Ventiloconvector vloermodel | B024075-706-236-Fan Coil Unit | 1 |  | 1 | pcs | 2000 | [9 empty] | 1.5
BAC-508 | BRX Airport | 706 |  | 5.7.71.41 | Ventiloconvector vloermodel | B024076-706-236-Fan Coil Unit | 1 |  | 1 | pcs | 2000 | [9 empty] | 1.5
BAC-509 | BRX Airport | 706 |  | 5.7.71.41 | Ventiloconvector vloermodel | B024077-706-236-Fan Coil Unit | 1 |  | 1 | pcs | 2000 | [9 empty] | 1.5
BAC-510 | BRX Airport | 706 |  | 5.7.71.41 | Ventiloconvector vloermodel | B024078-706-236-Fan Coil Unit | 1 |  | 1 | pcs | 2000 | [9 empty] | 1.5
BAC-511 | BRX Airport | 706 |  | 5.7.71.41 | Ventiloconvector vloermodel | B024079-706-236-Fan Coil Unit | 1 |  | 1 | pcs | 2000 | [9 empty] | 1.5
BAC-512 | BRX Airport | 706 |  | 5.7.71.41 | Ventiloconvector vloermodel | B024080-706-236-Fan Coil Unit | 1 |  | 1 | pcs | 2000 | [9 empty] | 1.5
BAC-513 | BRX Airport | 706 |  | 5.7.71.41 | Ventiloconvector vloermodel | B024081-706-236-Fan Coil Unit | 1 |  | 1 | pcs | 2000 | [9 empty] | 1.5
BAC-514 | BRX Airport | 706 |  | 5.7.71.41 | Ventiloconvector vloermodel | B024082-706-236-Fan Coil Unit | 1 |  | 1 | pcs | 2000 | [9 empty] | 1.5
BAC-515 | BRX Airport | 706 |  | 5.7.71.41 | Ventiloconvector vloermodel | B024083-706-236-Fan Coil Unit | 1 |  | 1 | pcs | 2000 | [9 empty] | 1.5
BAC-516 | BRX Airport | 706 |  | 5.7.71.41 | Ventiloconvector vloermodel | B024084-706-236-Fan Coil Unit | 1 |  | 1 | pcs | 2000 | [9 empty] | 1.5
BAC-517 | BRX Airport | 706 |  | 5.7.71.41 | Ventiloconvector vloermodel | B024085-706-236-Fan Coil Unit | 1 |  | 1 | pcs | 2000 | [9 empty] | 1.5
BAC-518 | BRX Airport | 706 |  | 5.7.71.41 | Ventiloconvector vloermodel | B024086-706-236-Fan Coil Unit | 1 |  | 1 | pcs | 2000 | [9 empty] | 1.5
BAC-519 | BRX Airport | 706 |  | 5.7.71.41 | Ventiloconvector vloermodel | B024087-706-236-Fan Coil Unit | 1 |  | 1 | pcs | 2000 | [9 empty] | 1.5
BAC-520 | BRX Airport | 706 |  | 5.7.71.41 | Ventiloconvector vloermodel | B024088-706-236-Fan Coil Unit | 1 |  | 1 | pcs | 2000 | [9 empty] | 1.5
BAC-521 | BRX Airport | 706 |  | 5.7.71.41 | Ventiloconvector vloermodel | B024089-706-236-Fan Coil Unit | 1 |  | 1 | pcs | 2000 | [9 empty] | 1.5
BAC-522 | BRX Airport | 706 |  | 5.7.71.41 | Ventiloconvector vloermodel | B024090-706-236-Fan Coil Unit | 1 |  | 1 | pcs | 2000 | [9 empty] | 1.5
BAC-523 | BRX Airport | 706 |  | 5.7.71.41 | Ventiloconvector vloermodel | B024091-706-236-Fan Coil Unit | 1 |  | 1 | pcs | 2000 | [9 empty] | 1.5
BAC-524 | BRX Airport | 706 |  | 5.7.71.41 | Ventiloconvector vloermodel | B024092-706-236-Fan Coil Unit | 1 |  | 1 | pcs | 1985 | [9 empty] | 1.5
BAC-525 | BRX Airport | 706 |  | 5.7.71.41 | Ventiloconvector vloermodel | B024093-706-236-Fan Coil Unit | 1 |  | 1 | pcs | 1985 | [9 empty] | 1.5
BAC-526 | BRX Airport | 706 |  | 5.7.71.41 | Ventiloconvector vloermodel | B024094-706-236-Fan Coil Unit | 1 |  | 1 | pcs | 2000 | [9 empty] | 1.5
BAC-527 | BRX Airport | 706 |  | 5.7.71.41 | Ventiloconvector vloermodel | B024095-706-236-Fan Coil Unit | 1 |  | 1 | pcs | 2000 | [9 empty] | 1.5
BAC-528 | BRX Airport | 706 |  | 5.7.71.41 | Ventiloconvector vloermodel | B024096-706-236-Fan Coil Unit | 1 |  | 1 | pcs | 2000 | [9 empty] | 1.5
BAC-529 | BRX Airport | 706 |  | 5.7.71.41 | Ventiloconvector vloermodel | B024097-706-236-Fan Coil Unit | 1 |  | 1 | pcs | 1985 | [9 empty] | 1.5
BAC-530 | BRX Airport | 706 |  | 5.7.71.41 | Ventiloconvector vloermodel | B024098-706-236-Fan Coil Unit | 1 |  | 1 | pcs | 1985 | [9 empty] | 1.5
BAC-531 | BRX Airport | 706 |  | 5.7.71.41 | Ventiloconvector vloermodel | B024099-706-236-Fan Coil Unit | 1 |  | 1 | pcs | 1985 | [9 empty] | 1.5
BAC-532 | BRX Airport | 706 |  | 5.7.71.41 | Ventiloconvector vloermodel | B024100-706-236-Fan Coil Unit | 1 |  | 1 | pcs | 1985 | [9 empty] | 1.5
BAC-533 | BRX Airport | 706 |  | 5.7.71.41 | Ventiloconvector vloermodel | B024101-706-236-Fan Coil Unit | 1 |  | 1 | pcs | 1985 | [9 empty] | 1.5
BAC-534 | BRX Airport | 706 |  | 5.7.71.41 | Ventiloconvector vloermodel | B024102-706-236-Fan Coil Unit | 1 |  | 1 | pcs | 1985 | [9 empty] | 1.5
BAC-535 | BRX Airport | 706 |  | 5.7.71.41 | Ventiloconvector vloermodel | B024103-706-236-Fan Coil Unit | 1 |  | 1 | pcs | 2000 | [9 empty] | 1.5
BAC-536 | BRX Airport | 706 |  | 5.7.71.41 | Ventiloconvector vloermodel | B024104-706-236-Fan Coil Unit | 1 |  | 1 | pcs | 1985 | [9 empty] | 1.5
BAC-537 | BRX Airport | 706 |  | 5.7.71.41 | Ventiloconvector vloermodel | B024105-706-236-Fan Coil Unit | 1 |  | 1 | pcs | 1985 | [9 empty] | 1.5
BAC-538 | BRX Airport | 706 |  | 5.7.71.41 | Ventiloconvector vloermodel | B024106-706-236-Fan Coil Unit | 1 |  | 1 | pcs | 1985 | [9 empty] | 1.5
BAC-539 | BRX Airport | 706 |  | 5.7.71.41 | Ventiloconvector vloermodel | B024107-706-236-Fan Coil Unit | 1 |  | 1 | pcs | 1985 | [9 empty] | 1.5
BAC-540 | BRX Airport | 706 |  | 5.7.71.41 | Ventiloconvector vloermodel | B024108-706-236-Fan Coil Unit | 1 |  | 1 | pcs | 1985 | [9 empty] | 1.5
BAC-541 | BRX Airport | 706 |  | 5.5.12.51 | Kleppen - regelklep | B024299-706-156-Control Valve | 1 |  | 5000 | m3/h | 2000 | [9 empty] | 1.5
BAC-542 | BRX Airport | 706 |  | 5.5.12.51 | Kleppen - regelklep | B024300-706-156-Control Valve | 1 |  | 5000 | m3/h | 2000 | [9 empty] | 1.5
BAC-543 | BRX Airport | 706 |  | 5.5.12.51 | Kleppen - regelklep | B024301-706-156-Control Valve | 1 |  | 5000 | m3/h | 2000 | [9 empty] | 1.5
BAC-544 | BRX Airport | 706 |  | 5.5.12.51 | Kleppen - regelklep | B024302-706-156-Control Valve | 1 |  | 5000 | m3/h | 2000 | [9 empty] | 1.5
BAC-545 | BRX Airport | 706 |  | 5.5.12.51 | Kleppen - regelklep | B024303-706-156-Control Valve | 1 |  | 5000 | m3/h | 2000 | [9 empty] | 1.5
BAC-546 | BRX Airport | 706 |  | 5.5.12.51 | Kleppen - regelklep | B024304-706-156-Control Valve | 1 |  | 5000 | m3/h | 2000 | [9 empty] | 1.5
BAC-547 | BRX Airport | 706 |  | 5.3.20.30 | Water - circulator | B024305-706-169-Pump | 1 |  | 100 | m3/h | 2013 | [9 empty] | 1.5
BAC-548 | BRX Airport | 706 |  | 5.5.12.51 | Kleppen - regelklep | B024306-706-156-Control Valve | 1 |  | 5000 | m3/h | 2000 | [9 empty] | 1.5
BAC-549 | BRX Airport | 706 |  | 5.5.12.51 | Kleppen - regelklep | B024307-706-156-Control Valve | 1 |  | 5000 | m3/h | 2000 | [9 empty] | 1.5
BAC-550 | BRX Airport | 706 |  | 5.5.12.51 | Kleppen - regelklep | B024308-706-156-Control Valve | 1 |  | 5000 | m3/h | 2000 | [9 empty] | 1.5
BAC-551 | BRX Airport | 706 |  | 5.3.20.30 | Water - circulator | B024309-706-169-Pump | 1 |  | 100 | m3/h | 2013 | [9 empty] | 1.5
BAC-552 | BRX Airport | 706 |  | 5.7.71.41 | Ventiloconvector vloermodel | B024327-706-236-Fan Coil Unit | 1 |  | 1 | pcs | 2012 | [9 empty] | 1.5
BAC-553 | BRX Airport | 706 |  | 5.7.71.41 | Ventiloconvector vloermodel | B024342-706-236-Fan Coil Unit | 1 |  | 1 | pcs | 2012 | [9 empty] | 1.5
BAC-554 | BRX Airport | 706 |  | 5.4.21.52 | Klimaatkast met directe expansie - KOUD | B024362-706-137-Direct Expansion (DX) | 1 |  | 30 | kW | 2008 | [9 empty] | 1.5
BAC-555 | BRX Airport | 706 |  | 5.7.70.75 | Brandklep - gemotoriseerd | B024368-706-277-Fire damper - smoke damper | 1 |  | 1 | pcs | 2000 | [9 empty] | 1.5
BAC-556 | BRX Airport | 706 |  | 5.7.70.75 | Brandklep - gemotoriseerd | B024375-706-277-Fire damper - smoke damper | 1 |  | 1 | pcs | 2000 | [9 empty] | 1.5
BAC-557 | BRX Airport | 706 |  | 5.7.70.75 | Brandklep - gemotoriseerd | B024376-706-277-Fire damper - smoke damper | 1 |  | 1 | pcs | 2000 | [9 empty] | 1.5
BAC-558 | BRX Airport | 706 |  | 5.7.71.91 | PG 2 batt. zonder bevochtiger | B024381-706-251-Air Handling Unit | 1 |  | 25000 | m3/h | 2000 | [9 empty] | 1.5
BAC-559 | BRX Airport | 706 |  | 5.7.70.10 | Stoombevochtiger | B024382-706-196-Humidifier | 1 |  | 1 | # of devices | 2000 | [9 empty] | 1.5
BAC-560 | BRX Airport | 706 |  | 5.5.12.51 | Kleppen - regelklep | B024383-706-156-Control Valve | 1 |  | 5000 | m3/h | 2000 | [9 empty] | 1.5
BAC-561 | BRX Airport | 706 |  | 5.5.12.51 | Kleppen - regelklep | B024384-706-156-Control Valve | 1 |  | 5000 | m3/h | 2000 | [9 empty] | 1.5
BAC-562 | BRX Airport | 706 |  | 5.7.70.75 | Brandklep - gemotoriseerd | B024385-706-277-Fire damper - smoke damper | 1 |  | 1 | pcs | 2000 | [9 empty] | 1.5
BAC-563 | BRX Airport | 706 |  | 5.7.70.75 | Brandklep - gemotoriseerd | B024386-706-277-Fire damper - smoke damper | 1 |  | 1 | pcs | 2000 | [9 empty] | 1.5
BAC-564 | BRX Airport | 706 |  | 5.7.70.75 | Brandklep - gemotoriseerd | B024387-706-277-Fire damper - smoke damper | 1 |  | 1 | pcs | 2000 | [9 empty] | 1.5
BAC-565 | BRX Airport | 706 |  | 5.5.12.51 | Kleppen - regelklep | B024388-706-156-Control Valve | 1 |  | 5000 | m3/h | 2000 | [9 empty] | 1.5
BAC-566 | BRX Airport | 706 |  | 5.5.12.51 | Kleppen - regelklep | B024389-706-156-Control Valve | 1 |  | 5000 | m3/h | 2000 | [9 empty] | 1.5
BAC-567 | BRX Airport | 706 |  | 5.5.12.51 | Kleppen - regelklep | B024390-706-156-Control Valve | 1 |  | 5000 | m3/h | 2000 | [9 empty] | 1.5
BAC-568 | BRX Airport | 706 |  | 5.3.20.30 | Water - circulator | B024391-706-169-Pump | 1 |  | 100 | m3/h | 2000 | [9 empty] | 1.5
BAC-569 | BRX Airport | 706 |  | 5.7.70.75 | Brandklep - gemotoriseerd | B024392-706-277-Fire damper - smoke damper | 1 |  | 1 | pcs | 2000 | [9 empty] | 1.5
BAC-570 | BRX Airport | 706 |  | 5.7.70.75 | Brandklep - gemotoriseerd | B024393-706-277-Fire damper - smoke damper | 1 |  | 1 | pcs | 2000 | [9 empty] | 1.5
BAC-571 | BRX Airport | 706 |  | 5.7.71.91 | PG 2 batt. zonder bevochtiger | B024394-706-251-Air Handling Unit | 1 |  | 25000 | m3/h | 2000 | [9 empty] | 1.5
BAC-572 | BRX Airport | 706 |  | 5.5.12.51 | Kleppen - regelklep | B024395-706-156-Control Valve | 1 |  | 5000 | m3/h | 2000 | [9 empty] | 1.5
BAC-573 | BRX Airport | 706 |  | 5.5.12.51 | Kleppen - regelklep | B024396-706-156-Control Valve | 1 |  | 5000 | m3/h | 2000 | [9 empty] | 1.5
BAC-574 | BRX Airport | 706 |  | 5.5.12.51 | Kleppen - regelklep | B024397-706-156-Control Valve | 1 |  | 5000 | m3/h | 2000 | [9 empty] | 1.5
BAC-575 | BRX Airport | 706 |  | 5.5.12.51 | Kleppen - regelklep | B024398-706-156-Control Valve | 1 |  | 5000 | m3/h | 2000 | [9 empty] | 1.5
BAC-576 | BRX Airport | 706 |  | 5.5.12.51 | Kleppen - regelklep | B024399-706-156-Control Valve | 1 |  | 5000 | m3/h | 2000 | [9 empty] | 1.5
BAC-577 | BRX Airport | 706 |  | 5.3.20.30 | Water - circulator | B024400-706-169-Pump | 1 |  | 100 | m3/h | 2000 | [9 empty] | 1.5
BAC-578 | BRX Airport | 706 |  | 5.5.12.51 | Kleppen - regelklep | B024401-706-156-Control Valve | 1 |  | 5000 | m3/h | 2000 | [9 empty] | 1.5
BAC-579 | BRX Airport | 706 |  | 5.7.70.10 | Stoombevochtiger | B024402-706-196-Humidifier | 1 |  | 1 | # of devices | 2000 | [9 empty] | 1.5
BAC-580 | BRX Airport | 706 |  | 5.5.12.51 | Kleppen - regelklep | B024403-706-156-Control Valve | 1 |  | 5000 | m3/h | 2000 | [9 empty] | 1.5
BAC-581 | BRX Airport | 706 |  | 5.5.12.51 | Kleppen - regelklep | B024404-706-156-Control Valve | 1 |  | 5000 | m3/h | 2000 | [9 empty] | 1.5
BAC-582 | BRX Airport | 706 |  | 5.5.12.51 | Kleppen - regelklep | B024405-706-156-Control Valve | 1 |  | 5000 | m3/h | 2000 | [9 empty] | 1.5
BAC-583 | BRX Airport | 706 |  | 6.7.14.20 | Frequentieregelaar | B024406-706-286-Frequency Drive | 1 |  | 1 | pcs | 2000 | [9 empty] | 1.5
BAC-584 | BRX Airport | 706 |  | 6.7.14.20 | Frequentieregelaar | B024407-706-286-Frequency Drive | 1 |  | 1 | pcs | 2000 | [9 empty] | 1.5
BAC-585 | BRX Airport | 706 |  | 6.1.51.25 | Algemeen laagspanningsbord | B024408-706-373-Electrical panel | 1 |  | 10 | # of distributions | 2000 | [9 empty] | 1.5
BAC-586 | BRX Airport | 706 |  | 6.1.51.25 | Algemeen laagspanningsbord | B024409-706-373-Electrical panel | 1 |  | 10 | # of distributions | 1985 | [9 empty] | 1.5
BAC-587 | BRX Airport | 706 |  | 6.1.51.25 | Algemeen laagspanningsbord | B024410-706-373-Electrical panel | 1 |  | 10 | # of distributions | 2000 | [9 empty] | 1.5
BAC-588 | BRX Airport | 706 |  | 5.5.13.58 | Warmtepomp lucht/lucht - binnenunit - wandmodel | B024412-706-133-Heat Pump | 1 |  | 10 | kW | 2016 | [9 empty] | 1.5
BAC-589 | BRX Airport | 706 |  | 5.5.12.51 | Kleppen - regelklep | B024413-706-156-Control Valve | 1 |  | 5000 | m3/h | 2000 | [9 empty] | 1.5
BAC-590 | BRX Airport | 706 |  | 5.5.13.58 | Warmtepomp lucht/lucht - binnenunit - wandmodel | B024414-706-133-Heat Pump | 1 |  | 10 | kW | 2005 | [9 empty] | 1.5
BAC-591 | BRX Airport | 706 |  | 5.7.71.84 | EG met menging en luchtfilters | B024416-706-251-Air Handling Unit | 1 |  | 25000 | m3/h | 2000 | [9 empty] | 1.5
BAC-592 | BRX Airport | 706 |  | 5.7.70.75 | Brandklep - gemotoriseerd | B024417-706-277-Fire damper - smoke damper | 1 |  | 1 | pcs | 2000 | [9 empty] | 1.5
BAC-593 | BRX Airport | 706 |  | 5.7.70.75 | Brandklep - gemotoriseerd | B024418-706-277-Fire damper - smoke damper | 1 |  | 1 | pcs | 2000 | [9 empty] | 1.5
BAC-594 | BRX Airport | 706 |  | 5.7.70.75 | Brandklep - gemotoriseerd | B024419-706-277-Fire damper - smoke damper | 1 |  | 1 | pcs | 2000 | [9 empty] | 1.5
BAC-595 | BRX Airport | 706 |  | 5.7.70.75 | Brandklep - gemotoriseerd | B024420-706-277-Fire damper - smoke damper | 1 |  | 1 | pcs | 2000 | [9 empty] | 1.5
BAC-596 | BRX Airport | 706 |  | 5.7.71.84 | EG met menging en luchtfilters | B024421-706-251-Air Handling Unit | 1 |  | 25000 | m3/h | 2000 | [9 empty] | 1.5
BAC-597 | BRX Airport | 706 |  | 5.7.70.75 | Brandklep - gemotoriseerd | B024423-706-277-Fire damper - smoke damper | 1 |  | 1 | pcs | 2000 | [9 empty] | 1.5
BAC-598 | BRX Airport | 706 |  | 5.3.20.30 | Water - circulator | B024424-706-169-Pump | 1 |  | 100 | m3/h | 1985 | [9 empty] | 1.5
BAC-599 | BRX Airport | 706 |  | 5.3.20.30 | Water - circulator | B024425-706-169-Pump | 1 |  | 100 | m3/h | 1985 | [9 empty] | 1.5
BAC-600 | BRX Airport | 706 |  | 5.3.20.30 | Water - circulator | B024426-706-169-Pump | 1 |  | 100 | m3/h | 1985 | [9 empty] | 1.5
BAC-601 | BRX Airport | 706 |  | 5.3.20.30 | Water - circulator | B024427-706-169-Pump | 1 |  | 100 | m3/h | 1985 | [9 empty] | 1.5
BAC-602 | BRX Airport | 706 |  | 5.3.20.30 | Water - circulator | B024428-706-169-Pump | 1 |  | 100 | m3/h | 1985 | [9 empty] | 1.5
BAC-603 | BRX Airport | 706 |  | 5.3.20.30 | Water - circulator | B024429-706-169-Pump | 1 |  | 100 | m3/h | 1985 | [9 empty] | 1.5
BAC-604 | BRX Airport | 706 |  | 5.3.20.30 | Water - circulator | B024430-706-169-Pump | 1 |  | 100 | m3/h | 1985 | [9 empty] | 1.5
BAC-605 | BRX Airport | 706 |  | 5.3.20.30 | Water - circulator | B024431-706-169-Pump | 1 |  | 100 | m3/h | 1985 | [9 empty] | 1.5
BAC-606 | BRX Airport | 706 |  | 5.3.20.30 | Water - circulator | B024432-706-169-Pump | 1 |  | 100 | m3/h | 1985 | [9 empty] | 1.5
BAC-607 | BRX Airport | 706 |  | 5.3.20.30 | Water - circulator | B024433-706-169-Pump | 1 |  | 100 | m3/h | 1985 | [9 empty] | 1.5
BAC-608 | BRX Airport | 706 |  | 5.3.20.30 | Water - circulator | B024434-706-169-Pump | 1 |  | 100 | m3/h | 1985 | [9 empty] | 1.5
BAC-609 | BRX Airport | 706 |  | 5.3.20.30 | Water - circulator | B024435-706-169-Pump | 1 |  | 100 | m3/h | 1985 | [9 empty] | 1.5
BAC-610 | BRX Airport | 706 |  | 5.3.20.30 | Water - circulator | B024436-706-169-Pump | 1 |  | 100 | m3/h | 1985 | [9 empty] | 1.5
BAC-611 | BRX Airport | 706 |  | 5.3.20.30 | Water - circulator | B024437-706-169-Pump | 1 |  | 100 | m3/h | 1985 | [9 empty] | 1.5
BAC-612 | BRX Airport | 706 |  | 5.3.20.30 | Water - circulator | B024438-706-169-Pump | 1 |  | 100 | m3/h | 1985 | [9 empty] | 1.5
BAC-613 | BRX Airport | 706 |  | 5.3.20.30 | Water - circulator | B024439-706-169-Pump | 1 |  | 100 | m3/h | 1985 | [9 empty] | 1.5
BAC-614 | BRX Airport | 706 |  | 5.3.20.30 | Water - circulator | B024440-706-169-Pump | 1 |  | 100 | m3/h | 1985 | [9 empty] | 1.5
BAC-615 | BRX Airport | 706 |  | 5.3.20.30 | Water - circulator | B024441-706-169-Pump | 1 |  | 100 | m3/h | 1985 | [9 empty] | 1.5
BAC-616 | BRX Airport | 706 |  | 5.3.23.01 | Warm water - buizenwisselaar | B024442-706-175-Exchanger | 1 |  | 15 | kW | 1985 | [9 empty] | 1.5
BAC-617 | BRX Airport | 706 |  | 5.3.23.01 | Warm water - buizenwisselaar | B024443-706-175-Exchanger | 1 |  | 15 | kW | 1985 | [9 empty] | 1.5
BAC-618 | BRX Airport | 706 |  | 5.3.23.01 | Warm water - buizenwisselaar | B024444-706-175-Exchanger | 1 |  | 15 | kW | 1985 | [9 empty] | 1.5
BAC-619 | BRX Airport | 706 |  | 7.3.12.32 | Luchtcompressor | B024446-706-107-Compressed Air Installation | 1 |  | 150 | L | 1985 | [9 empty] | 1.5
BAC-620 | BRX Airport | 706 |  | 6.1.51.25 | Algemeen laagspanningsbord | B024447-706-373-Electrical panel | 1 |  | 10 | # of distributions | 2000 | [9 empty] | 1.5
BAC-621 | BRX Airport | 706 |  | 5.3.20.30 | Water - circulator | B024448-706-169-Pump | 1 |  | 100 | m3/h | 1985 | [9 empty] | 1.5
BAC-622 | BRX Airport | 706 |  | 5.3.20.30 | Water - circulator | B024449-706-169-Pump | 1 |  | 100 | m3/h | 1985 | [9 empty] | 1.5
BAC-623 | BRX Airport | 706 |  | 5.3.20.30 | Water - circulator | B024450-706-169-Pump | 1 |  | 100 | m3/h | 1985 | [9 empty] | 1.5
BAC-624 | BRX Airport | 706 |  | 5.3.20.30 | Water - circulator | B024451-706-169-Pump | 1 |  | 100 | m3/h | 1985 | [9 empty] | 1.5
BAC-625 | BRX Airport | 706 |  | 5.3.20.30 | Water - circulator | B024452-706-169-Pump | 1 |  | 100 | m3/h | 1985 | [9 empty] | 1.5
BAC-626 | BRX Airport | 706 |  | 5.3.20.30 | Water - circulator | B024453-706-169-Pump | 1 |  | 100 | m3/h | 1985 | [9 empty] | 1.5
BAC-627 | BRX Airport | 706 |  | 5.3.20.30 | Water - circulator | B024454-706-169-Pump | 1 |  | 100 | m3/h | 1985 | [9 empty] | 1.5
BAC-628 | BRX Airport | 706 |  | 5.3.20.30 | Water - circulator | B024455-706-169-Pump | 1 |  | 100 | m3/h | 1985 | [9 empty] | 1.5
BAC-629 | BRX Airport | 706 |  | 5.3.20.30 | Water - circulator | B024456-706-169-Pump | 1 |  | 100 | m3/h | 2012 | [9 empty] | 1.5
BAC-630 | BRX Airport | 706 |  | 5.3.20.30 | Water - circulator | B024457-706-169-Pump | 1 |  | 100 | m3/h | 2012 | [9 empty] | 1.5
BAC-631 | BRX Airport | 706 |  | 5.3.20.30 | Water - circulator | B024458-706-169-Pump | 1 |  | 100 | m3/h | 2015 | [9 empty] | 1.5
BAC-632 | BRX Airport | 706 |  | 5.3.20.30 | Water - circulator | B024459-706-169-Pump | 1 |  | 100 | m3/h | 1985 | [9 empty] | 1.5
BAC-633 | BRX Airport | 706 |  | 5.3.20.30 | Water - circulator | B024460-706-169-Pump | 1 |  | 100 | m3/h | 1985 | [9 empty] | 1.5
BAC-634 | BRX Airport | 706 |  | 5.3.20.30 | Water - circulator | B024461-706-169-Pump | 1 |  | 100 | m3/h | 2000 | [9 empty] | 1.5
BAC-635 | BRX Airport | 706 |  | 7.3.12.37 | Perslucht reservoir | B024484-706-167-Expansion System | 1 |  | 1 | pcs | 2000 | [9 empty] | 1.5
BAC-636 | BRX Airport | 706 |  | 7.3.12.37 | Perslucht reservoir | B024485-706-167-Expansion System | 1 |  | 1 | pcs | 2000 | [9 empty] | 1.5
BAC-637 | BRX Airport | 706 |  | 5.5.12.51 | Kleppen - regelklep | B024486-706-156-Control Valve | 1 |  | 5000 | m3/h | 2000 | [9 empty] | 1.5
BAC-638 | BRX Airport | 706 |  | 5.5.12.51 | Kleppen - regelklep | B024487-706-156-Control Valve | 1 |  | 5000 | m3/h | 2000 | [9 empty] | 1.5
BAC-639 | BRX Airport | 706 |  | 5.3.20.34 | Water - debietmeter | B024488-706-281-Flow counter | 1 |  | 10 | m3/h | 2000 | [9 empty] | 1.5
BAC-640 | BRX Airport | 706 |  | 5.5.12.51 | Kleppen - regelklep | B024489-706-156-Control Valve | 1 |  | 5000 | m3/h | 2000 | [9 empty] | 1.5
BAC-641 | BRX Airport | 706 |  | 5.5.12.51 | Kleppen - regelklep | B024490-706-156-Control Valve | 1 |  | 5000 | m3/h | 2000 | [9 empty] | 1.5
BAC-642 | BRX Airport | 706 |  | 5.3.20.34 | Water - debietmeter | B024491-706-281-Flow counter | 1 |  | 10 | m3/h | 2000 | [9 empty] | 1.5
BAC-643 | BRX Airport | 706 |  | 9.0.99.25 | Telleropname | B024492-706-280-Energy Counter | 1 |  | 1 | pcs | 2000 | [9 empty] | 1.5
BAC-644 | BRX Airport | 706 |  | 5.7.70.75 | Brandklep - gemotoriseerd | B024493-706-277-Fire damper - smoke damper | 1 |  | 1 | pcs | 2000 | [9 empty] | 1.5
BAC-645 | BRX Airport | 706 |  | 5.7.70.75 | Brandklep - gemotoriseerd | B024494-706-277-Fire damper - smoke damper | 1 |  | 1 | pcs | 2000 | [9 empty] | 1.5
BAC-646 | BRX Airport | 706 |  | 5.7.70.75 | Brandklep - gemotoriseerd | B024496-706-277-Fire damper - smoke damper | 1 |  | 1 | pcs | 2000 | [9 empty] | 1.5
BAC-647 | BRX Airport | 706 |  | 5.7.70.75 | Brandklep - gemotoriseerd | B024497-706-277-Fire damper - smoke damper | 1 |  | 1 | pcs | 2000 | [9 empty] | 1.5
BAC-648 | BRX Airport | 706 |  | 5.7.70.75 | Brandklep - gemotoriseerd | B024498-706-277-Fire damper - smoke damper | 1 |  | 1 | pcs | 2000 | [9 empty] | 1.5
BAC-649 | BRX Airport | 706 |  | 5.7.71.41 | Ventiloconvector vloermodel | B024723-706-236-Fan Coil Unit | 1 |  | 1 | pcs | 1985 | [9 empty] | 1.5
BAC-650 | BRX Airport | 706 |  | 5.7.71.41 | Ventiloconvector vloermodel | B024724-706-236-Fan Coil Unit | 1 |  | 1 | pcs | 1985 | [9 empty] | 1.5
BAC-651 | BRX Airport | 706 |  | 5.7.71.41 | Ventiloconvector vloermodel | B024725-706-236-Fan Coil Unit | 1 |  | 1 | pcs | 1985 | [9 empty] | 1.5
BAC-652 | BRX Airport | 706 |  | 5.7.71.41 | Ventiloconvector vloermodel | B024726-706-236-Fan Coil Unit | 1 |  | 1 | pcs | 1985 | [9 empty] | 1.5
BAC-653 | BRX Airport | 706 |  | 5.7.71.41 | Ventiloconvector vloermodel | B024727-706-236-Fan Coil Unit | 1 |  | 1 | pcs | 1985 | [9 empty] | 1.5
BAC-654 | BRX Airport | 706 |  | 5.7.71.41 | Ventiloconvector vloermodel | B024728-706-236-Fan Coil Unit | 1 |  | 1 | pcs | 1985 | [9 empty] | 1.5
BAC-655 | BRX Airport | 706 |  | 5.7.71.41 | Ventiloconvector vloermodel | B024730-706-236-Fan Coil Unit | 1 |  | 1 | pcs | 1985 | [9 empty] | 1.5
BAC-656 | BRX Airport | 706 |  | 5.7.71.41 | Ventiloconvector vloermodel | B024731-706-236-Fan Coil Unit | 1 |  | 1 | pcs | 1985 | [9 empty] | 1.5
BAC-657 | BRX Airport | 706 |  | 5.7.71.41 | Ventiloconvector vloermodel | B024732-706-236-Fan Coil Unit | 1 |  | 1 | pcs | 1985 | [9 empty] | 1.5
BAC-658 | BRX Airport | 706 |  | 5.7.71.41 | Ventiloconvector vloermodel | B024733-706-236-Fan Coil Unit | 1 |  | 1 | pcs | 1985 | [9 empty] | 1.5
BAC-659 | BRX Airport | 706 |  | 5.7.71.41 | Ventiloconvector vloermodel | B024734-706-236-Fan Coil Unit | 1 |  | 1 | pcs | 1985 | [9 empty] | 1.5
BAC-660 | BRX Airport | 706 |  | 5.7.71.41 | Ventiloconvector vloermodel | B024735-706-236-Fan Coil Unit | 1 |  | 1 | pcs | 1985 | [9 empty] | 1.5
BAC-661 | BRX Airport | 706 |  | 5.7.71.41 | Ventiloconvector vloermodel | B024736-706-236-Fan Coil Unit | 1 |  | 1 | pcs | 1985 | [9 empty] | 1.5
BAC-662 | BRX Airport | 706 |  | 5.7.71.41 | Ventiloconvector vloermodel | B024737-706-236-Fan Coil Unit | 1 |  | 1 | pcs | 1985 | [9 empty] | 1.5
BAC-663 | BRX Airport | 706 |  | 5.7.71.41 | Ventiloconvector vloermodel | B024738-706-236-Fan Coil Unit | 1 |  | 1 | pcs | 1985 | [9 empty] | 1.5
BAC-664 | BRX Airport | 706 |  | 5.7.71.41 | Ventiloconvector vloermodel | B024739-706-236-Fan Coil Unit | 1 |  | 1 | pcs | 1985 | [9 empty] | 1.5
BAC-665 | BRX Airport | 706 |  | 5.7.71.41 | Ventiloconvector vloermodel | B024740-706-236-Fan Coil Unit | 1 |  | 1 | pcs | 1985 | [9 empty] | 1.5
BAC-666 | BRX Airport | 706 |  | 5.7.71.41 | Ventiloconvector vloermodel | B024741-706-236-Fan Coil Unit | 1 |  | 1 | pcs | 1985 | [9 empty] | 1.5
BAC-667 | BRX Airport | 706 |  | 5.7.71.41 | Ventiloconvector vloermodel | B024742-706-236-Fan Coil Unit | 1 |  | 1 | pcs | 1985 | [9 empty] | 1.5
BAC-668 | BRX Airport | 706 |  | 5.7.71.41 | Ventiloconvector vloermodel | B024743-706-236-Fan Coil Unit | 1 |  | 1 | pcs | 1985 | [9 empty] | 1.5
BAC-669 | BRX Airport | 706 |  | 5.7.71.41 | Ventiloconvector vloermodel | B024744-706-236-Fan Coil Unit | 1 |  | 1 | pcs | 1985 | [9 empty] | 1.5
BAC-670 | BRX Airport | 706 |  | 5.7.71.41 | Ventiloconvector vloermodel | B024745-706-236-Fan Coil Unit | 1 |  | 1 | pcs | 1985 | [9 empty] | 1.5
BAC-671 | BRX Airport | 706 |  | 5.7.71.41 | Ventiloconvector vloermodel | B024746-706-236-Fan Coil Unit | 1 |  | 1 | pcs | 1985 | [9 empty] | 1.5
BAC-672 | BRX Airport | 706 |  | 5.7.71.41 | Ventiloconvector vloermodel | B026000-706-236-Fan Coil Unit | 1 |  | 1 | pcs | 1985 | [9 empty] | 1.5
BAC-673 | BRX Airport | 706 |  | 5.7.71.41 | Ventiloconvector vloermodel | B026001-706-236-Fan Coil Unit | 1 |  | 1 | pcs | 1985 | [9 empty] | 1.5
BAC-674 | BRX Airport | 706 |  | 5.7.71.41 | Ventiloconvector vloermodel | B026002-706-236-Fan Coil Unit | 1 |  | 1 | pcs | 1985 | [9 empty] | 1.5
BAC-675 | BRX Airport | 706 |  | 5.7.71.41 | Ventiloconvector vloermodel | B026003-706-236-Fan Coil Unit | 1 |  | 1 | pcs | 1985 | [9 empty] | 1.5
BAC-676 | BRX Airport | 706 |  | 5.7.71.41 | Ventiloconvector vloermodel | B026004-706-236-Fan Coil Unit | 1 |  | 1 | pcs | 1985 | [9 empty] | 1.5
BAC-677 | BRX Airport | 706 |  | 5.7.71.41 | Ventiloconvector vloermodel | B026005-706-236-Fan Coil Unit | 1 |  | 1 | pcs | 1985 | [9 empty] | 1.5
BAC-678 | BRX Airport | 706 |  | 5.7.71.41 | Ventiloconvector vloermodel | B026006-706-236-Fan Coil Unit | 1 |  | 1 | pcs | 1985 | [9 empty] | 1.5
BAC-679 | BRX Airport | 706 |  | 5.7.71.41 | Ventiloconvector vloermodel | B026007-706-236-Fan Coil Unit | 1 |  | 1 | pcs | 1985 | [9 empty] | 1.5
BAC-680 | BRX Airport | 706 |  | 5.7.71.41 | Ventiloconvector vloermodel | B026008-706-236-Fan Coil Unit | 1 |  | 1 | pcs | 1985 | [9 empty] | 1.5
BAC-681 | BRX Airport | 706 |  | 5.7.71.41 | Ventiloconvector vloermodel | B026009-706-236-Fan Coil Unit | 1 |  | 1 | pcs | 1985 | [9 empty] | 1.5
BAC-682 | BRX Airport | 706 |  | 5.7.71.41 | Ventiloconvector vloermodel | B026010-706-236-Fan Coil Unit | 1 |  | 1 | pcs | 1985 | [9 empty] | 1.5
BAC-683 | BRX Airport | 706 |  | 5.7.71.41 | Ventiloconvector vloermodel | B026011-706-236-Fan Coil Unit | 1 |  | 1 | pcs | 1985 | [9 empty] | 1.5
BAC-684 | BRX Airport | 706 |  | 5.7.71.41 | Ventiloconvector vloermodel | B026012-706-236-Fan Coil Unit | 1 |  | 1 | pcs | 1985 | [9 empty] | 1.5
BAC-685 | BRX Airport | 706 |  | 5.7.71.41 | Ventiloconvector vloermodel | B026013-706-236-Fan Coil Unit | 1 |  | 1 | pcs | 1985 | [9 empty] | 1.5
BAC-686 | BRX Airport | 706 |  | 5.7.71.41 | Ventiloconvector vloermodel | B026014-706-236-Fan Coil Unit | 1 |  | 1 | pcs | 1985 | [9 empty] | 1.5
BAC-687 | BRX Airport | 706 |  | 5.7.71.41 | Ventiloconvector vloermodel | B026015-706-236-Fan Coil Unit | 1 |  | 1 | pcs | 1985 | [9 empty] | 1.5
BAC-688 | BRX Airport | 706 |  | 5.7.71.41 | Ventiloconvector vloermodel | B026016-706-236-Fan Coil Unit | 1 |  | 1 | pcs | 1985 | [9 empty] | 1.5
BAC-689 | BRX Airport | 706 |  | 5.7.71.41 | Ventiloconvector vloermodel | B026017-706-236-Fan Coil Unit | 1 |  | 1 | pcs | 1985 | [9 empty] | 1.5
BAC-690 | BRX Airport | 706 |  | 5.7.71.41 | Ventiloconvector vloermodel | B026018-706-236-Fan Coil Unit | 1 |  | 1 | pcs | 1985 | [9 empty] | 1.5
BAC-691 | BRX Airport | 706 |  | 5.7.71.41 | Ventiloconvector vloermodel | B026019-706-236-Fan Coil Unit | 1 |  | 1 | pcs | 1985 | [9 empty] | 1.5
BAC-692 | BRX Airport | 706 |  | 5.7.71.41 | Ventiloconvector vloermodel | B026020-706-236-Fan Coil Unit | 1 |  | 1 | pcs | 1985 | [9 empty] | 1.5
BAC-693 | BRX Airport | 706 |  | 5.7.71.41 | Ventiloconvector vloermodel | B026021-706-236-Fan Coil Unit | 1 |  | 1 | pcs | 1985 | [9 empty] | 1.5
BAC-694 | BRX Airport | 706 |  | 5.7.71.41 | Ventiloconvector vloermodel | B026022-706-236-Fan Coil Unit | 1 |  | 1 | pcs | 1985 | [9 empty] | 1.5
BAC-695 | BRX Airport | 706 |  | 5.7.71.41 | Ventiloconvector vloermodel | B026023-706-236-Fan Coil Unit | 1 |  | 1 | pcs | 1985 | [9 empty] | 1.5
BAC-696 | BRX Airport | 706 |  | 5.7.71.41 | Ventiloconvector vloermodel | B026024-706-236-Fan Coil Unit | 1 |  | 1 | pcs | 1985 | [9 empty] | 1.5
BAC-697 | BRX Airport | 706 |  | 5.7.71.41 | Ventiloconvector vloermodel | B026025-706-236-Fan Coil Unit | 1 |  | 1 | pcs | 1985 | [9 empty] | 1.5
BAC-698 | BRX Airport | 706 |  | 5.7.71.41 | Ventiloconvector vloermodel | B026026-706-236-Fan Coil Unit | 1 |  | 1 | pcs | 1985 | [9 empty] | 1.5
BAC-699 | BRX Airport | 706 |  | 5.7.71.41 | Ventiloconvector vloermodel | B026027-706-236-Fan Coil Unit | 1 |  | 1 | pcs | 1985 | [9 empty] | 1.5
BAC-700 | BRX Airport | 706 |  | 5.7.71.41 | Ventiloconvector vloermodel | B026028-706-236-Fan Coil Unit | 1 |  | 1 | pcs | 1985 | [9 empty] | 1.5
BAC-701 | BRX Airport | 706 |  | 5.7.71.41 | Ventiloconvector vloermodel | B026029-706-236-Fan Coil Unit | 1 |  | 1 | pcs | 1985 | [9 empty] | 1.5
BAC-702 | BRX Airport | 706 |  | 5.7.71.41 | Ventiloconvector vloermodel | B026030-706-236-Fan Coil Unit | 1 |  | 1 | pcs | 1985 | [9 empty] | 1.5
BAC-703 | BRX Airport | 706 |  | 5.7.71.41 | Ventiloconvector vloermodel | B026031-706-236-Fan Coil Unit | 1 |  | 1 | pcs | 1985 | [9 empty] | 1.5
BAC-704 | BRX Airport | 706 |  | 5.7.71.41 | Ventiloconvector vloermodel | B026032-706-236-Fan Coil Unit | 1 |  | 1 | pcs | 1985 | [9 empty] | 1.5
BAC-705 | BRX Airport | 706 |  | 5.7.71.41 | Ventiloconvector vloermodel | B026033-706-236-Fan Coil Unit | 1 |  | 1 | pcs | 1985 | [9 empty] | 1.5
BAC-706 | BRX Airport | 706 |  | 5.7.71.41 | Ventiloconvector vloermodel | B026034-706-236-Fan Coil Unit | 1 |  | 1 | pcs | 1985 | [9 empty] | 1.5
BAC-707 | BRX Airport | 706 |  | 5.7.71.41 | Ventiloconvector vloermodel | B026035-706-236-Fan Coil Unit | 1 |  | 1 | pcs | 1985 | [9 empty] | 1.5
BAC-708 | BRX Airport | 706 |  | 5.7.71.41 | Ventiloconvector vloermodel | B026036-706-236-Fan Coil Unit | 1 |  | 1 | pcs | 1985 | [9 empty] | 1.5
BAC-709 | BRX Airport | 706 |  | 5.7.71.41 | Ventiloconvector vloermodel | B026037-706-236-Fan Coil Unit | 1 |  | 1 | pcs | 1985 | [9 empty] | 1.5
BAC-710 | BRX Airport | 706 |  | 5.7.71.41 | Ventiloconvector vloermodel | B026038-706-236-Fan Coil Unit | 1 |  | 1 | pcs | 1985 | [9 empty] | 1.5
BAC-711 | BRX Airport | 706 |  | 5.7.71.41 | Ventiloconvector vloermodel | B026039-706-236-Fan Coil Unit | 1 |  | 1 | pcs | 1985 | [9 empty] | 1.5
BAC-712 | BRX Airport | 706 |  | 5.7.71.41 | Ventiloconvector vloermodel | B026040-706-236-Fan Coil Unit | 1 |  | 1 | pcs | 1985 | [9 empty] | 1.5
BAC-713 | BRX Airport | 706 |  | 5.7.71.41 | Ventiloconvector vloermodel | B026041-706-236-Fan Coil Unit | 1 |  | 1 | pcs | 1985 | [9 empty] | 1.5
BAC-714 | BRX Airport | 706 |  | 5.7.71.41 | Ventiloconvector vloermodel | B026042-706-236-Fan Coil Unit | 1 |  | 1 | pcs | 1985 | [9 empty] | 1.5
BAC-715 | BRX Airport | 706 |  | 5.7.71.41 | Ventiloconvector vloermodel | B026043-706-236-Fan Coil Unit | 1 |  | 1 | pcs | 1985 | [9 empty] | 1.5
BAC-716 | BRX Airport | 706 |  | 5.7.71.41 | Ventiloconvector vloermodel | B026044-706-236-Fan Coil Unit | 1 |  | 1 | pcs | 1985 | [9 empty] | 1.5
BAC-717 | BRX Airport | 706 |  | 5.7.71.41 | Ventiloconvector vloermodel | B026045-706-236-Fan Coil Unit | 1 |  | 1 | pcs | 1985 | [9 empty] | 1.5
BAC-718 | BRX Airport | 706 |  | 5.7.71.41 | Ventiloconvector vloermodel | B026046-706-236-Fan Coil Unit | 1 |  | 1 | pcs | 1985 | [9 empty] | 1.5
BAC-719 | BRX Airport | 706 |  | 5.7.71.41 | Ventiloconvector vloermodel | B026047-706-236-Fan Coil Unit | 1 |  | 1 | pcs | 1985 | [9 empty] | 1.5
BAC-720 | BRX Airport | 706 |  | 5.7.71.41 | Ventiloconvector vloermodel | B026048-706-236-Fan Coil Unit | 1 |  | 1 | pcs | 1985 | [9 empty] | 1.5
BAC-721 | BRX Airport | 706 |  | 5.7.71.41 | Ventiloconvector vloermodel | B026049-706-236-Fan Coil Unit | 1 |  | 1 | pcs | 1985 | [9 empty] | 1.5
BAC-722 | BRX Airport | 706 |  | 5.7.71.41 | Ventiloconvector vloermodel | B026050-706-236-Fan Coil Unit | 1 |  | 1 | pcs | 1985 | [9 empty] | 1.5
BAC-723 | BRX Airport | 706 |  | 5.7.71.41 | Ventiloconvector vloermodel | B026051-706-236-Fan Coil Unit | 1 |  | 1 | pcs | 1985 | [9 empty] | 1.5
BAC-724 | BRX Airport | 706 |  | 5.7.71.41 | Ventiloconvector vloermodel | B026052-706-236-Fan Coil Unit | 1 |  | 1 | pcs | 1985 | [9 empty] | 1.5
BAC-725 | BRX Airport | 706 |  | 5.7.71.41 | Ventiloconvector vloermodel | B026053-706-236-Fan Coil Unit | 1 |  | 1 | pcs | 1985 | [9 empty] | 1.5
BAC-726 | BRX Airport | 706 |  | 5.7.71.41 | Ventiloconvector vloermodel | B026069-706-236-Fan Coil Unit | 1 |  | 1 | pcs | 2000 | [9 empty] | 1.5
BAC-727 | BRX Airport | 706 |  | 5.7.71.41 | Ventiloconvector vloermodel | B026070-706-236-Fan Coil Unit | 1 |  | 1 | pcs | 1985 | [9 empty] | 1.5
BAC-728 | BRX Airport | 706 |  | 5.7.71.41 | Ventiloconvector vloermodel | B026071-706-236-Fan Coil Unit | 1 |  | 1 | pcs | 2000 | [9 empty] | 1.5
BAC-729 | BRX Airport | 706 |  | 5.7.70.75 | Brandklep - gemotoriseerd | B026072-706-277-Fire damper - smoke damper | 1 |  | 1 | pcs | 2000 | [9 empty] | 1.5
BAC-730 | BRX Airport | 706 |  | 5.7.70.75 | Brandklep - gemotoriseerd | B026073-706-277-Fire damper - smoke damper | 1 |  | 1 | pcs | 2000 | [9 empty] | 1.5
BAC-731 | BRX Airport | 706 |  | 5.7.70.75 | Brandklep - gemotoriseerd | B026074-706-277-Fire damper - smoke damper | 1 |  | 1 | pcs | 2000 | [9 empty] | 1.5
BAC-732 | BRX Airport | 706 |  | 5.7.70.75 | Brandklep - gemotoriseerd | B026075-706-277-Fire damper - smoke damper | 1 |  | 1 | pcs | 2000 | [9 empty] | 1.5
BAC-733 | BRX Airport | 706 |  | 5.7.71.41 | Ventiloconvector vloermodel | B026120-706-236-Fan Coil Unit | 1 |  | 1 | pcs | 2000 | [9 empty] | 1.5
BAC-734 | BRX Airport | 706 |  | 5.7.71.41 | Ventiloconvector vloermodel | B026121-706-236-Fan Coil Unit | 1 |  | 1 | pcs | 2000 | [9 empty] | 1.5
BAC-735 | BRX Airport | 706 |  | 5.7.71.41 | Ventiloconvector vloermodel | B026122-706-236-Fan Coil Unit | 1 |  | 1 | pcs | 2000 | [9 empty] | 1.5
BAC-736 | BRX Airport | 706 |  | 5.7.71.41 | Ventiloconvector vloermodel | B026123-706-236-Fan Coil Unit | 1 |  | 1 | pcs | 2000 | [9 empty] | 1.5
BAC-737 | BRX Airport | 706 |  | 5.7.71.41 | Ventiloconvector vloermodel | B026124-706-236-Fan Coil Unit | 1 |  | 1 | pcs | 2000 | [9 empty] | 1.5
BAC-738 | BRX Airport | 706 |  | 5.7.71.41 | Ventiloconvector vloermodel | B026125-706-236-Fan Coil Unit | 1 |  | 1 | pcs | 2000 | [9 empty] | 1.5
BAC-739 | BRX Airport | 706 |  | 5.7.71.41 | Ventiloconvector vloermodel | B026126-706-236-Fan Coil Unit | 1 |  | 1 | pcs | 2000 | [9 empty] | 1.5
BAC-740 | BRX Airport | 706 |  | 5.7.71.41 | Ventiloconvector vloermodel | B026127-706-236-Fan Coil Unit | 1 |  | 1 | pcs | 2000 | [9 empty] | 1.5
BAC-741 | BRX Airport | 706 |  | 5.7.71.41 | Ventiloconvector vloermodel | B026128-706-236-Fan Coil Unit | 1 |  | 1 | pcs | 2000 | [9 empty] | 1.5
BAC-742 | BRX Airport | 706 |  | 5.7.71.41 | Ventiloconvector vloermodel | B026129-706-236-Fan Coil Unit | 1 |  | 1 | pcs | 2000 | [9 empty] | 1.5
BAC-743 | BRX Airport | 706 |  | 5.7.71.41 | Ventiloconvector vloermodel | B026130-706-236-Fan Coil Unit | 1 |  | 1 | pcs | 2000 | [9 empty] | 1.5
BAC-744 | BRX Airport | 706 |  | 5.7.71.41 | Ventiloconvector vloermodel | B026131-706-236-Fan Coil Unit | 1 |  | 1 | pcs | 2000 | [9 empty] | 1.5
BAC-745 | BRX Airport | 115 |  | 5.4.21.52 | Klimaatkast met directe expansie - KOUD | B026194-115-124-Direct Expansion (DX) Indoor unit | 1 |  | 30 | kW | 2000 | [9 empty] | 1.5
BAC-746 | BRX Airport | 115 |  | 5.4.21.52 | Klimaatkast met directe expansie - KOUD | B026199-115-124-Direct Expansion (DX) Indoor unit | 1 |  | 30 | kW | 2000 | [9 empty] | 1.5
BAC-747 | BRX Airport | 043c |  | 5.4.21.52 | Klimaatkast met directe expansie - KOUD | B026201-043c-137-Direct Expansion (DX) | 1 |  | 30 | kW | 2000 | [9 empty] | 1.5
BAC-748 | BRX Airport | 043c |  | 5.4.21.52 | Klimaatkast met directe expansie - KOUD | B026202-043c-137-Direct Expansion (DX) | 1 |  | 30 | kW | 2000 | [9 empty] | 1.5
BAC-749 | BRX Airport | 045b |  | 7.3.22.00 | Dampkap - industrieel | B026258-045b-239-Range Hood | 1 |  | 2 | m2 | 2000 | [9 empty] | 1.5
BAC-750 | BRX Airport | 045b |  | 7.3.22.00 | Dampkap - industrieel | B026259-045b-239-Range Hood | 1 |  | 2 | m2 | 2000 | [9 empty] | 1.5
BAC-751 | BRX Airport | 045b |  | 5.4.21.52 | Klimaatkast met directe expansie - KOUD | B026265-045b-124-Direct Expansion (DX) Indoor unit | 1 |  | 30 | kW | 2000 | [9 empty] | 1.5
BAC-752 | BRX Airport | 045b |  | 5.3.20.03 | Warm water - collector | B026266-045b-151-Collector | 1 |  | 1 | pcs | 2000 | [9 empty] | 1.5
BAC-753 | BRX Airport | 045b |  | 5.5.12.51 | Kleppen - regelklep | B026267-045b-156-Control Valve | 1 |  | 5000 | m3/h | 2000 | [9 empty] | 1.5
BAC-754 | BRX Airport | 045b |  | 5.5.12.51 | Kleppen - regelklep | B026268-045b-156-Control Valve | 1 |  | 5000 | m3/h | 2000 | [9 empty] | 1.5
BAC-755 | BRX Airport | 045b |  | 5.3.20.03 | Warm water - collector | B026269-045b-151-Collector | 1 |  | 1 | pcs | 2000 | [9 empty] | 1.5
BAC-756 | BRX Airport | 045b |  | 5.5.12.51 | Kleppen - regelklep | B026270-045b-156-Control Valve | 1 |  | 5000 | m3/h | 2000 | [9 empty] | 1.5
BAC-757 | BRX Airport | 045b |  | 5.5.12.51 | Kleppen - regelklep | B026271-045b-156-Control Valve | 1 |  | 5000 | m3/h | 2000 | [9 empty] | 1.5
BAC-758 | BRX Airport | 045b |  | 5.3.20.03 | Warm water - collector | B026272-045b-151-Collector | 1 |  | 1 | pcs | 2000 | [9 empty] | 1.5
BAC-759 | BRX Airport | 045b |  | 5.5.12.51 | Kleppen - regelklep | B026273-045b-156-Control Valve | 1 |  | 5000 | m3/h | 2000 | [9 empty] | 1.5
BAC-760 | BRX Airport | 045b |  | 5.5.12.51 | Kleppen - regelklep | B026274-045b-156-Control Valve | 1 |  | 5000 | m3/h | 2000 | [9 empty] | 1.5
BAC-761 | BRX Airport | 045b |  | 5.3.20.03 | Warm water - collector | B026275-045b-151-Collector | 1 |  | 1 | pcs | 2000 | [9 empty] | 1.5
BAC-762 | BRX Airport | 045b |  | 5.5.12.51 | Kleppen - regelklep | B026276-045b-156-Control Valve | 1 |  | 5000 | m3/h | 2000 | [9 empty] | 1.5
BAC-763 | BRX Airport | 045b |  | 5.5.12.51 | Kleppen - regelklep | B026277-045b-156-Control Valve | 1 |  | 5000 | m3/h | 2000 | [9 empty] | 1.5
BAC-764 | BRX Airport | 045b |  | 5.4.21.52 | Klimaatkast met directe expansie - KOUD | B026287-045b-124-Direct Expansion (DX) Indoor unit | 1 |  | 30 | kW | 2000 | [9 empty] | 1.5
BAC-765 | BRX Airport | 045b |  | 5.7.71.91 | PG 2 batt. zonder bevochtiger | B026290-045b-251-Air Handling Unit | 1 |  | 25000 | m3/h | 2000 | [9 empty] | 1.5
BAC-766 | BRX Airport | 045b |  | 5.7.71.84 | EG met menging en luchtfilters | B026291-045b-251-Air Handling Unit | 1 |  | 25000 | m3/h | 2000 | [9 empty] | 1.5
BAC-767 | BRX Airport | 045b |  | 5.7.71.91 | PG 2 batt. zonder bevochtiger | B026292-045b-251-Air Handling Unit | 1 |  | 25000 | m3/h | 2000 | [9 empty] | 1.5
BAC-768 | BRX Airport | 045b |  | 5.7.70.75 | Brandklep - gemotoriseerd | B026294-045b-277-Fire damper - smoke damper | 1 |  | 1 | pcs | 2000 | [9 empty] | 1.5
BAC-769 | BRX Airport | 045b |  | 5.7.70.75 | Brandklep - gemotoriseerd | B026295-045b-277-Fire damper - smoke damper | 1 |  | 1 | pcs | 2000 | [9 empty] | 1.5
BAC-770 | BRX Airport | 045b |  | 5.7.70.75 | Brandklep - gemotoriseerd | B026296-045b-277-Fire damper - smoke damper | 1 |  | 1 | pcs | 2000 | [9 empty] | 1.5
BAC-771 | BRX Airport | 045b |  | 5.7.70.75 | Brandklep - gemotoriseerd | B026297-045b-277-Fire damper - smoke damper | 1 |  | 1 | pcs | 2000 | [9 empty] | 1.5
BAC-772 | BRX Airport | 045b |  | 5.7.70.75 | Brandklep - gemotoriseerd | B026298-045b-277-Fire damper - smoke damper | 1 |  | 1 | pcs | 2000 | [9 empty] | 1.5
BAC-773 | BRX Airport | 045b |  | 5.7.70.75 | Brandklep - gemotoriseerd | B026299-045b-277-Fire damper - smoke damper | 1 |  | 1 | pcs | 2000 | [9 empty] | 1.5
BAC-774 | BRX Airport | 045b |  | 5.5.12.51 | Kleppen - regelklep | B026300-045b-156-Control Valve | 1 |  | 5000 | m3/h | 2000 | [9 empty] | 1.5
BAC-775 | BRX Airport | 045b |  | 5.5.12.51 | Kleppen - regelklep | B026301-045b-156-Control Valve | 1 |  | 5000 | m3/h | 2000 | [9 empty] | 1.5
BAC-776 | BRX Airport | 045b |  | 5.5.12.51 | Kleppen - regelklep | B026302-045b-156-Control Valve | 1 |  | 5000 | m3/h | 2000 | [9 empty] | 1.5
BAC-777 | BRX Airport | 045b |  | 5.5.12.51 | Kleppen - regelklep | B026303-045b-156-Control Valve | 1 |  | 5000 | m3/h | 2000 | [9 empty] | 1.5
BAC-778 | BRX Airport | 045b |  | 5.5.12.51 | Kleppen - regelklep | B026304-045b-156-Control Valve | 1 |  | 5000 | m3/h | 2000 | [9 empty] | 1.5
BAC-779 | BRX Airport | 045b |  | 5.3.20.30 | Water - circulator | B026305-045b-169-Pump | 1 |  | 100 | m3/h | 2000 | [9 empty] | 1.5
BAC-780 | BRX Airport | 045b |  | 5.5.12.51 | Kleppen - regelklep | B026306-045b-156-Control Valve | 1 |  | 5000 | m3/h | 2000 | [9 empty] | 1.5
BAC-781 | BRX Airport | 045b |  | 5.5.12.51 | Kleppen - regelklep | B026307-045b-156-Control Valve | 1 |  | 5000 | m3/h | 2000 | [9 empty] | 1.5
BAC-782 | BRX Airport | 045b |  | 5.5.12.51 | Kleppen - regelklep | B026308-045b-156-Control Valve | 1 |  | 5000 | m3/h | 2000 | [9 empty] | 1.5
BAC-783 | BRX Airport | 045b |  | 5.3.20.03 | Warm water - collector | B026309-045b-151-Collector | 1 |  | 1 | pcs | 2000 | [9 empty] | 1.5
BAC-784 | BRX Airport | 045b |  | 6.1.51.25 | Algemeen laagspanningsbord | B026311-045b-373-Electrical panel | 1 |  | 10 | # of distributions | 2000 | [9 empty] | 1.5
BAC-785 | BRX Airport | 045b |  | 5.7.71.91 | PG 2 batt. zonder bevochtiger | B026313-045b-251-Air Handling Unit | 1 |  | 25000 | m3/h | 2000 | [9 empty] | 1.5
BAC-786 | BRX Airport | 045b |  | 5.7.71.91 | PG 2 batt. zonder bevochtiger | B026314-045b-251-Air Handling Unit | 1 |  | 25000 | m3/h | 2000 | [9 empty] | 1.5
BAC-787 | BRX Airport | 045b |  | 5.3.20.30 | Water - circulator | B026315-045b-169-Pump | 1 |  | 100 | m3/h | 2000 | [9 empty] | 1.5
BAC-788 | BRX Airport | 045b |  | 5.5.12.51 | Kleppen - regelklep | B026316-045b-156-Control Valve | 1 |  | 5000 | m3/h | 2000 | [9 empty] | 1.5
BAC-789 | BRX Airport | 045b |  | 5.5.12.51 | Kleppen - regelklep | B026317-045b-156-Control Valve | 1 |  | 5000 | m3/h | 2000 | [9 empty] | 1.5
BAC-790 | BRX Airport | 045b |  | 5.5.12.51 | Kleppen - regelklep | B026318-045b-156-Control Valve | 1 |  | 5000 | m3/h | 2000 | [9 empty] | 1.5
BAC-791 | BRX Airport | 045b |  | 5.7.70.75 | Brandklep - gemotoriseerd | B026319-045b-277-Fire damper - smoke damper | 1 |  | 1 | pcs | 2000 | [9 empty] | 1.5
BAC-792 | BRX Airport | 045b |  | 5.7.70.75 | Brandklep - gemotoriseerd | B026320-045b-277-Fire damper - smoke damper | 1 |  | 1 | pcs | 2000 | [9 empty] | 1.5
BAC-793 | BRX Airport | 045b |  | 5.7.70.75 | Brandklep - gemotoriseerd | B026321-045b-277-Fire damper - smoke damper | 1 |  | 1 | pcs | 2000 | [9 empty] | 1.5
BAC-794 | BRX Airport | 045b |  | 5.7.70.75 | Brandklep - gemotoriseerd | B026322-045b-277-Fire damper - smoke damper | 1 |  | 1 | pcs | 2000 | [9 empty] | 1.5
BAC-795 | BRX Airport | 045b |  | 5.7.70.75 | Brandklep - gemotoriseerd | B026323-045b-277-Fire damper - smoke damper | 1 |  | 1 | pcs | 2000 | [9 empty] | 1.5
BAC-796 | BRX Airport | 045b |  | 5.7.70.75 | Brandklep - gemotoriseerd | B026326-045b-277-Fire damper - smoke damper | 1 |  | 1 | pcs | 2000 | [9 empty] | 1.5
BAC-797 | BRX Airport | 045b |  | 5.7.70.75 | Brandklep - gemotoriseerd | B026327-045b-277-Fire damper - smoke damper | 1 |  | 1 | pcs | 2000 | [9 empty] | 1.5
BAC-798 | BRX Airport | 045b |  | 5.7.70.75 | Brandklep - gemotoriseerd | B026328-045b-277-Fire damper - smoke damper | 1 |  | 1 | pcs | 2000 | [9 empty] | 1.5
BAC-799 | BRX Airport | 045b |  | 5.7.70.75 | Brandklep - gemotoriseerd | B026329-045b-277-Fire damper - smoke damper | 1 |  | 1 | pcs | 2000 | [9 empty] | 1.5
BAC-800 | BRX Airport | 045b |  | 5.7.70.75 | Brandklep - gemotoriseerd | B026330-045b-277-Fire damper - smoke damper | 1 |  | 1 | pcs | 2000 | [9 empty] | 1.5
BAC-801 | BRX Airport | 045b |  | 5.3.20.03 | Warm water - collector | B026331-045b-151-Collector | 1 |  | 1 | pcs | 2000 | [9 empty] | 1.5
BAC-802 | BRX Airport | 045b |  | 5.3.20.03 | Warm water - collector | B026332-045b-151-Collector | 1 |  | 1 | pcs | 2000 | [9 empty] | 1.5
BAC-803 | BRX Airport | 045b |  | 5.5.12.51 | Kleppen - regelklep | B026333-045b-156-Control Valve | 1 |  | 5000 | m3/h | 2000 | [9 empty] | 1.5
BAC-804 | BRX Airport | 045b |  | 5.5.12.51 | Kleppen - regelklep | B026334-045b-156-Control Valve | 1 |  | 5000 | m3/h | 2000 | [9 empty] | 1.5
BAC-805 | BRX Airport | 045b |  | 5.5.12.51 | Kleppen - regelklep | B026335-045b-156-Control Valve | 1 |  | 5000 | m3/h | 2000 | [9 empty] | 1.5
BAC-806 | BRX Airport | 045b |  | 5.7.70.75 | Brandklep - gemotoriseerd | B026336-045b-277-Fire damper - smoke damper | 1 |  | 1 | pcs | 2000 | [9 empty] | 1.5
BAC-807 | BRX Airport | 045b |  | 5.3.20.03 | Warm water - collector | B026339-045b-151-Collector | 1 |  | 1 | pcs | 2000 | [9 empty] | 1.5
BAC-808 | BRX Airport | 045b |  | 5.5.12.51 | Kleppen - regelklep | B026340-045b-156-Control Valve | 1 |  | 5000 | m3/h | 2000 | [9 empty] | 1.5
BAC-809 | BRX Airport | 045b |  | 5.7.70.75 | Brandklep - gemotoriseerd | B026344-045b-277-Fire damper - smoke damper | 1 |  | 1 | pcs | 2000 | [9 empty] | 1.5
BAC-810 | BRX Airport | 045b |  | 5.5.13.58 | Warmtepomp lucht/lucht - binnenunit - wandmodel | B026350-045b-133-Heat Pump | 1 |  | 10 | kW | 2000 | [9 empty] | 1.5
BAC-811 | BRX Airport | 045b |  | 5.3.52.22 | Buffertank | B026353-045b-106-Buffer Tank, Compressed air | 1 |  | 750 | L | 2000 | [9 empty] | 1.5
BAC-812 | BRX Airport | 045b |  | 7.3.12.37 | Perslucht reservoir | B026357-045b-167-Expansion System | 1 |  | 1 | pcs | 2000 | [9 empty] | 1.5
BAC-813 | BRX Airport | 045b |  | 5.7.70.75 | Brandklep - gemotoriseerd | B026358-045b-277-Fire damper - smoke damper | 1 |  | 1 | pcs | 2000 | [9 empty] | 1.5
BAC-814 | BRX Airport | 045b |  | 5.7.70.75 | Brandklep - gemotoriseerd | B026359-045b-277-Fire damper - smoke damper | 1 |  | 1 | pcs | 2000 | [9 empty] | 1.5
BAC-815 | BRX Airport | 045b |  | 6.1.51.25 | Algemeen laagspanningsbord | B026361-045b-373-Electrical panel | 1 |  | 10 | # of distributions | 2000 | [9 empty] | 1.5
BAC-816 | BRX Airport | 045b |  | 5.3.20.03 | Warm water - collector | B026362-045b-151-Collector | 1 |  | 1 | pcs | 2000 | [9 empty] | 1.5
BAC-817 | BRX Airport | 045b |  | 5.5.12.51 | Kleppen - regelklep | B026363-045b-156-Control Valve | 1 |  | 5000 | m3/h | 2000 | [9 empty] | 1.5
BAC-818 | BRX Airport | 045b |  | 5.5.12.51 | Kleppen - regelklep | B026364-045b-156-Control Valve | 1 |  | 5000 | m3/h | 2000 | [9 empty] | 1.5
BAC-819 | BRX Airport | 045b |  | 5.3.20.30 | Water - circulator | B026365-045b-169-Pump | 1 |  | 100 | m3/h | 2000 | [9 empty] | 1.5
BAC-820 | BRX Airport | 045b |  | 5.5.12.51 | Kleppen - regelklep | B026366-045b-156-Control Valve | 1 |  | 5000 | m3/h | 2000 | [9 empty] | 1.5
BAC-821 | BRX Airport | 045b |  | 5.5.12.51 | Kleppen - regelklep | B026367-045b-156-Control Valve | 1 |  | 5000 | m3/h | 2000 | [9 empty] | 1.5
BAC-822 | BRX Airport | 045b |  | 5.3.20.30 | Water - circulator | B026368-045b-169-Pump | 1 |  | 100 | m3/h | 2000 | [9 empty] | 1.5
BAC-823 | BRX Airport | 045b |  | 5.5.12.51 | Kleppen - regelklep | B026369-045b-156-Control Valve | 1 |  | 5000 | m3/h | 2000 | [9 empty] | 1.5
BAC-824 | BRX Airport | 045b |  | 5.5.12.51 | Kleppen - regelklep | B026370-045b-156-Control Valve | 1 |  | 5000 | m3/h | 2000 | [9 empty] | 1.5
BAC-825 | BRX Airport | 045b |  | 5.3.20.30 | Water - circulator | B026371-045b-169-Pump | 1 |  | 100 | m3/h | 2000 | [9 empty] | 1.5
BAC-826 | BRX Airport | 045b |  | 5.5.12.51 | Kleppen - regelklep | B026372-045b-156-Control Valve | 1 |  | 5000 | m3/h | 2000 | [9 empty] | 1.5
BAC-827 | BRX Airport | 045b |  | 5.5.12.51 | Kleppen - regelklep | B026373-045b-156-Control Valve | 1 |  | 5000 | m3/h | 2000 | [9 empty] | 1.5
BAC-828 | BRX Airport | 045b |  | 5.3.20.30 | Water - circulator | B026374-045b-169-Pump | 1 |  | 100 | m3/h | 2000 | [9 empty] | 1.5
BAC-829 | BRX Airport | 045b |  | 5.5.12.51 | Kleppen - regelklep | B026375-045b-156-Control Valve | 1 |  | 5000 | m3/h | 2000 | [9 empty] | 1.5
BAC-830 | BRX Airport | 045b |  | 5.5.12.51 | Kleppen - regelklep | B026376-045b-156-Control Valve | 1 |  | 5000 | m3/h | 2000 | [9 empty] | 1.5
BAC-831 | BRX Airport | 045b |  | 5.3.20.30 | Water - circulator | B026377-045b-169-Pump | 1 |  | 100 | m3/h | 2000 | [9 empty] | 1.5
BAC-832 | BRX Airport | 045b |  | 5.5.12.51 | Kleppen - regelklep | B026378-045b-156-Control Valve | 1 |  | 5000 | m3/h | 2000 | [9 empty] | 1.5
BAC-833 | BRX Airport | 045b |  | 5.3.23.11 | Warm water - buffervat | B026379-045b-146-Buffer tank | 1 |  | 150 | L | 2000 | [9 empty] | 1.5
BAC-834 | BRX Airport | 045b |  | 5.3.20.30 | Water - circulator | B026380-045b-169-Pump | 1 |  | 100 | m3/h | 2000 | [9 empty] | 1.5
BAC-835 | BRX Airport | 045b |  | 5.7.70.75 | Brandklep - gemotoriseerd | B026381-045b-277-Fire damper - smoke damper | 1 |  | 1 | pcs | 2000 | [9 empty] | 1.5
BAC-836 | BRX Airport | 045b |  | 5.5.12.51 | Kleppen - regelklep | B026382-045b-156-Control Valve | 1 |  | 5000 | m3/h | 2000 | [9 empty] | 1.5
BAC-837 | BRX Airport | 045b |  | 5.7.71.91 | PG 2 batt. zonder bevochtiger | B026383-045b-251-Air Handling Unit | 1 |  | 25000 | m3/h | 2000 | [9 empty] | 1.5
BAC-838 | BRX Airport | 045b |  | 5.7.71.91 | PG 2 batt. zonder bevochtiger | B026384-045b-251-Air Handling Unit | 1 |  | 25000 | m3/h | 2000 | [9 empty] | 1.5
BAC-839 | BRX Airport | 045b |  | 5.3.20.30 | Water - circulator | B026385-045b-169-Pump | 1 |  | 100 | m3/h | 2000 | [9 empty] | 1.5
BAC-840 | BRX Airport | 045b |  | 5.5.12.51 | Kleppen - regelklep | B026386-045b-156-Control Valve | 1 |  | 5000 | m3/h | 2000 | [9 empty] | 1.5
BAC-841 | BRX Airport | 045b |  | 5.5.12.51 | Kleppen - regelklep | B026387-045b-156-Control Valve | 1 |  | 5000 | m3/h | 2000 | [9 empty] | 1.5
BAC-842 | BRX Airport | 045b |  | 5.5.12.51 | Kleppen - regelklep | B026388-045b-156-Control Valve | 1 |  | 5000 | m3/h | 2000 | [9 empty] | 1.5
BAC-843 | BRX Airport | 045b |  | 5.3.20.30 | Water - circulator | B026391-045b-169-Pump | 1 |  | 100 | m3/h | 2000 | [9 empty] | 1.5
BAC-844 | BRX Airport | 045b |  | 7.3.12.37 | Perslucht reservoir | B026394-045b-167-Expansion System | 1 |  | 1 | pcs | 2000 | [9 empty] | 1.5
BAC-845 | BRX Airport | 045b |  | 5.7.70.75 | Brandklep - gemotoriseerd | B026396-045b-277-Fire damper - smoke damper | 1 |  | 1 | pcs | 2000 | [9 empty] | 1.5
BAC-846 | BRX Airport | 045b |  | 5.3.23.11 | Warm water - buffervat | B026397-045b-146-Buffer tank | 1 |  | 150 | L | 2000 | [9 empty] | 1.5
BAC-847 | BRX Airport | 045b |  | 5.3.20.30 | Water - circulator | B026398-045b-169-Pump | 1 |  | 100 | m3/h | 2000 | [9 empty] | 1.5
BAC-848 | BRX Airport | 045b |  | 5.7.70.75 | Brandklep - gemotoriseerd | B026399-045b-277-Fire damper - smoke damper | 1 |  | 1 | pcs | 2000 | [9 empty] | 1.5
BAC-849 | BRX Airport | 045b |  | 5.7.71.91 | PG 2 batt. zonder bevochtiger | B026401-045b-251-Air Handling Unit | 1 |  | 25000 | m3/h | 2000 | [9 empty] | 1.5
BAC-850 | BRX Airport | 045b |  | 5.7.70.52 | Filtersectie (Component) | B026402-045b-273-Filter-/ Filter Systems, HVAC | 1 |  | 25000 | m3/h | 2000 | [9 empty] | 1.5
BAC-851 | BRX Airport | 045b |  | 5.7.70.34 | Naverwarming - batterij met water (Component) | B026403-045b-252-Recooler/Reheater | 1 |  | 25000 | m3/h | 2000 | [9 empty] | 1.5
BAC-852 | BRX Airport | 045b |  | 5.3.20.30 | Water - circulator | B026404-045b-169-Pump | 1 |  | 100 | m3/h | 2000 | [9 empty] | 1.5
BAC-853 | BRX Airport | 045b |  | 5.5.12.51 | Kleppen - regelklep | B026405-045b-156-Control Valve | 1 |  | 5000 | m3/h | 2000 | [9 empty] | 1.5
BAC-854 | BRX Airport | 045b |  | 5.5.12.51 | Kleppen - regelklep | B026406-045b-156-Control Valve | 1 |  | 5000 | m3/h | 2000 | [9 empty] | 1.5
BAC-855 | BRX Airport | 045b |  | 5.5.12.51 | Kleppen - regelklep | B026407-045b-156-Control Valve | 1 |  | 5000 | m3/h | 2000 | [9 empty] | 1.5
BAC-856 | BRX Airport | 045b |  | 5.3.20.03 | Warm water - collector | B026412-045b-151-Collector | 1 |  | 1 | pcs | 2000 | [9 empty] | 1.5
BAC-857 | BRX Airport | 045b |  | 5.5.12.51 | Kleppen - regelklep | B026413-045b-156-Control Valve | 1 |  | 5000 | m3/h | 2000 | [9 empty] | 1.5
BAC-858 | BRX Airport | 045b |  | 5.1.29.27 | Stookolietank bovengronds - Waals gewest >= 3000 L < 25000 L | B026434-045b-212-Tank | 1 |  | 12000 | L | 2000 | [9 empty] | 1.5
BAC-859 | BRX Airport | 045b |  | 5.3.20.03 | Warm water - collector | B026445-045b-151-Collector | 1 |  | 1 | pcs | 2000 | [9 empty] | 1.5
BAC-860 | BRX Airport | 045b |  | 5.5.12.51 | Kleppen - regelklep | B026446-045b-156-Control Valve | 1 |  | 5000 | m3/h | 2000 | [9 empty] | 1.5
BAC-861 | BRX Airport | 045b |  | 5.7.70.75 | Brandklep - gemotoriseerd | B026450-045b-277-Fire damper - smoke damper | 1 |  | 1 | pcs | 2000 | [9 empty] | 1.5
BAC-862 | BRX Airport | 045b |  | 5.7.70.75 | Brandklep - gemotoriseerd | B026451-045b-277-Fire damper - smoke damper | 1 |  | 1 | pcs | 2000 | [9 empty] | 1.5
BAC-863 | BRX Airport | 045b |  | 5.7.70.75 | Brandklep - gemotoriseerd | B026454-045b-277-Fire damper - smoke damper | 1 |  | 1 | pcs | 2000 | [9 empty] | 1.5
BAC-864 | BRX Airport | 045b |  | 5.3.20.03 | Warm water - collector | B026455-045b-151-Collector | 1 |  | 1 | pcs | 2000 | [9 empty] | 1.5
BAC-865 | BRX Airport | 045b |  | 5.5.12.51 | Kleppen - regelklep | B026456-045b-156-Control Valve | 1 |  | 5000 | m3/h | 2000 | [9 empty] | 1.5
BAC-866 | BRX Airport | 045b |  | 5.5.12.51 | Kleppen - regelklep | B026457-045b-156-Control Valve | 1 |  | 5000 | m3/h | 2000 | [9 empty] | 1.5
BAC-867 | BRX Airport | 045b |  | 5.7.70.75 | Brandklep - gemotoriseerd | B026458-045b-277-Fire damper - smoke damper | 1 |  | 1 | pcs | 2000 | [9 empty] | 1.5
BAC-868 | BRX Airport | 045b |  | 5.3.20.03 | Warm water - collector | B026467-045b-151-Collector | 1 |  | 1 | pcs | 2000 | [9 empty] | 1.5
BAC-869 | BRX Airport | 045b |  | 5.5.12.51 | Kleppen - regelklep | B026468-045b-156-Control Valve | 1 |  | 5000 | m3/h | 2000 | [9 empty] | 1.5
BAC-870 | BRX Airport | 045b |  | 5.3.20.03 | Warm water - collector | B026477-045b-151-Collector | 1 |  | 1 | pcs | 2000 | [9 empty] | 1.5
BAC-871 | BRX Airport | 045b |  | 5.5.12.51 | Kleppen - regelklep | B026478-045b-156-Control Valve | 1 |  | 5000 | m3/h | 2000 | [9 empty] | 1.5
BAC-872 | BRX Airport | 045b |  | 5.3.20.03 | Warm water - collector | B026484-045b-151-Collector | 1 |  | 1 | pcs | 2000 | [9 empty] | 1.5
BAC-873 | BRX Airport | 045b |  | 5.5.12.51 | Kleppen - regelklep | B026485-045b-156-Control Valve | 1 |  | 5000 | m3/h | 2000 | [9 empty] | 1.5
BAC-874 | BRX Airport | 045b |  | 5.3.20.03 | Warm water - collector | B026493-045b-151-Collector | 1 |  | 1 | pcs | 2000 | [9 empty] | 1.5
BAC-875 | BRX Airport | 045b |  | 5.5.12.51 | Kleppen - regelklep | B026494-045b-156-Control Valve | 1 |  | 5000 | m3/h | 2000 | [9 empty] | 1.5
BAC-876 | BRX Airport | 045b |  | 5.3.20.03 | Warm water - collector | B026497-045b-151-Collector | 1 |  | 1 | pcs | 2000 | [9 empty] | 1.5
BAC-877 | BRX Airport | 045b |  | 5.5.12.51 | Kleppen - regelklep | B026498-045b-156-Control Valve | 1 |  | 5000 | m3/h | 2000 | [9 empty] | 1.5
BAC-878 | BRX Airport | 045b |  | 5.3.20.03 | Warm water - collector | B026502-045b-151-Collector | 1 |  | 1 | pcs | 2000 | [9 empty] | 1.5
BAC-879 | BRX Airport | 045b |  | 5.5.12.51 | Kleppen - regelklep | B026503-045b-156-Control Valve | 1 |  | 5000 | m3/h | 2000 | [9 empty] | 1.5
BAC-880 | BRX Airport | 204g |  | 5.3.20.03 | Warm water - collector | B026506-204g-151-Collector | 1 |  | 1 | pcs | 2000 | [9 empty] | 1.5
BAC-881 | BRX Airport | 204g |  | 5.5.12.51 | Kleppen - regelklep | B026507-204g-156-Control Valve | 1 |  | 5000 | m3/h | 2000 | [9 empty] | 1.5
BAC-882 | BRX Airport | 204g |  | 5.5.12.51 | Kleppen - regelklep | B026508-204g-156-Control Valve | 1 |  | 5000 | m3/h | 2000 | [9 empty] | 1.5
BAC-883 | BRX Airport | 204g |  | 7.3.22.00 | Dampkap - industrieel | B026516-204g-239-Range Hood | 1 |  | 2 | m2 | 2000 | [9 empty] | 1.5
BAC-884 | BRX Airport | 204g |  | 5.3.20.03 | Warm water - collector | B026519-204g-151-Collector | 1 |  | 1 | pcs | 2000 | [9 empty] | 1.5
BAC-885 | BRX Airport | 204g |  | 5.5.12.51 | Kleppen - regelklep | B026520-204g-156-Control Valve | 1 |  | 5000 | m3/h | 2000 | [9 empty] | 1.5
BAC-886 | BRX Airport | 204g |  | 7.3.22.00 | Dampkap - industrieel | B026521-204g-239-Range Hood | 1 |  | 2 | m2 | 2000 | [9 empty] | 1.5
BAC-887 | BRX Airport | 204g |  | 5.3.20.03 | Warm water - collector | B026523-204g-151-Collector | 1 |  | 1 | pcs | 2000 | [9 empty] | 1.5
BAC-888 | BRX Airport | 204g |  | 5.5.12.51 | Kleppen - regelklep | B026524-204g-156-Control Valve | 1 |  | 5000 | m3/h | 2000 | [9 empty] | 1.5
BAC-889 | BRX Airport | 204g |  | 5.4.21.52 | Klimaatkast met directe expansie - KOUD | B026532-204g-124-Direct Expansion (DX) Indoor unit | 1 |  | 30 | kW | 2000 | [9 empty] | 1.5
BAC-890 | BRX Airport | 204g |  | 5.7.71.91 | PG 2 batt. zonder bevochtiger | B026537-204g-251-Air Handling Unit | 1 |  | 25000 | m3/h | 2000 | [9 empty] | 1.5
BAC-891 | BRX Airport | 204g |  | 5.7.71.84 | EG met menging en luchtfilters | B026538-204g-251-Air Handling Unit | 1 |  | 25000 | m3/h | 2000 | [9 empty] | 1.5
BAC-892 | BRX Airport | 204g |  | 5.5.12.51 | Kleppen - regelklep | B026539-204g-156-Control Valve | 1 |  | 5000 | m3/h | 2000 | [9 empty] | 1.5
BAC-893 | BRX Airport | 204g |  | 5.5.12.51 | Kleppen - regelklep | B026540-204g-156-Control Valve | 1 |  | 5000 | m3/h | 2000 | [9 empty] | 1.5
BAC-894 | BRX Airport | 204g |  | 5.5.12.51 | Kleppen - regelklep | B026541-204g-156-Control Valve | 1 |  | 5000 | m3/h | 2000 | [9 empty] | 1.5
BAC-895 | BRX Airport | 204g |  | 5.5.12.51 | Kleppen - regelklep | B026542-204g-156-Control Valve | 1 |  | 5000 | m3/h | 2000 | [9 empty] | 1.5
BAC-896 | BRX Airport | 204g |  | 5.5.12.51 | Kleppen - regelklep | B026543-204g-156-Control Valve | 1 |  | 5000 | m3/h | 2000 | [9 empty] | 1.5
BAC-897 | BRX Airport | 204g |  | 5.3.20.30 | Water - circulator | B026544-204g-169-Pump | 1 |  | 100 | m3/h | 2000 | [9 empty] | 1.5
BAC-898 | BRX Airport | 204g |  | 5.5.12.51 | Kleppen - regelklep | B026545-204g-156-Control Valve | 1 |  | 5000 | m3/h | 2000 | [9 empty] | 1.5
BAC-899 | BRX Airport | 204g |  | 5.7.70.75 | Brandklep - gemotoriseerd | B026547-204g-277-Fire damper - smoke damper | 1 |  | 1 | pcs | 2000 | [9 empty] | 1.5
BAC-900 | BRX Airport | 204g |  | 5.7.70.75 | Brandklep - gemotoriseerd | B026548-204g-277-Fire damper - smoke damper | 1 |  | 1 | pcs | 2000 | [9 empty] | 1.5
BAC-901 | BRX Airport | 204g |  | 5.7.70.75 | Brandklep - gemotoriseerd | B026549-204g-277-Fire damper - smoke damper | 1 |  | 1 | pcs | 2000 | [9 empty] | 1.5
BAC-902 | BRX Airport | 204g |  | 5.3.20.03 | Warm water - collector | B026551-204g-151-Collector | 1 |  | 1 | pcs | 2000 | [9 empty] | 1.5
BAC-903 | BRX Airport | 204g |  | 5.5.12.51 | Kleppen - regelklep | B026552-204g-156-Control Valve | 1 |  | 5000 | m3/h | 2000 | [9 empty] | 1.5
BAC-904 | BRX Airport | 204g |  | 5.5.12.51 | Kleppen - regelklep | B026553-204g-156-Control Valve | 1 |  | 5000 | m3/h | 2000 | [9 empty] | 1.5
BAC-905 | BRX Airport | 204g |  | 5.7.71.91 | PG 2 batt. zonder bevochtiger | B026554-204g-251-Air Handling Unit | 1 |  | 25000 | m3/h | 2000 | [9 empty] | 1.5
BAC-906 | BRX Airport | 204g |  | 5.4.21.52 | Klimaatkast met directe expansie - KOUD | B026555-204g-124-Direct Expansion (DX) Indoor unit | 1 |  | 30 | kW | 2000 | [9 empty] | 1.5
BAC-907 | BRX Airport | 204g |  | 5.7.70.75 | Brandklep - gemotoriseerd | B026558-204g-277-Fire damper - smoke damper | 1 |  | 1 | pcs | 2000 | [9 empty] | 1.5
BAC-908 | BRX Airport | 204g |  | 5.7.70.75 | Brandklep - gemotoriseerd | B026559-204g-277-Fire damper - smoke damper | 1 |  | 1 | pcs | 2000 | [9 empty] | 1.5
BAC-909 | BRX Airport | 204g |  | 5.7.70.75 | Brandklep - gemotoriseerd | B026560-204g-277-Fire damper - smoke damper | 1 |  | 1 | pcs | 2000 | [9 empty] | 1.5
BAC-910 | BRX Airport | 204g |  | 5.7.70.75 | Brandklep - gemotoriseerd | B026561-204g-277-Fire damper - smoke damper | 1 |  | 1 | pcs | 2000 | [9 empty] | 1.5
BAC-911 | BRX Airport | 204g |  | 5.7.70.75 | Brandklep - gemotoriseerd | B026562-204g-277-Fire damper - smoke damper | 1 |  | 1 | pcs | 2000 | [9 empty] | 1.5
BAC-912 | BRX Airport | 204g |  | 5.7.70.75 | Brandklep - gemotoriseerd | B026565-204g-277-Fire damper - smoke damper | 1 |  | 1 | pcs | 2000 | [9 empty] | 1.5
BAC-913 | BRX Airport | 204g |  | 5.3.20.03 | Warm water - collector | B026569-204g-151-Collector | 1 |  | 1 | pcs | 2000 | [9 empty] | 1.5
BAC-914 | BRX Airport | 204g |  | 5.5.12.51 | Kleppen - regelklep | B026570-204g-156-Control Valve | 1 |  | 5000 | m3/h | 2000 | [9 empty] | 1.5
BAC-915 | BRX Airport | 204g |  | 5.5.12.51 | Kleppen - regelklep | B026571-204g-156-Control Valve | 1 |  | 5000 | m3/h | 2000 | [9 empty] | 1.5
BAC-916 | BRX Airport | 204g |  | 5.7.70.75 | Brandklep - gemotoriseerd | B026573-204g-277-Fire damper - smoke damper | 1 |  | 1 | pcs | 2000 | [9 empty] | 1.5
BAC-917 | BRX Airport | 204g |  | 5.7.70.75 | Brandklep - gemotoriseerd | B026574-204g-277-Fire damper - smoke damper | 1 |  | 1 | pcs | 2000 | [9 empty] | 1.5
BAC-918 | BRX Airport | 204g |  | 5.7.70.75 | Brandklep - gemotoriseerd | B026575-204g-277-Fire damper - smoke damper | 1 |  | 1 | pcs | 2000 | [9 empty] | 1.5
BAC-919 | BRX Airport | 204g |  | 5.3.20.03 | Warm water - collector | B026585-204g-151-Collector | 1 |  | 1 | pcs | 2000 | [9 empty] | 1.5
BAC-920 | BRX Airport | 204g |  | 5.5.12.51 | Kleppen - regelklep | B026586-204g-156-Control Valve | 1 |  | 5000 | m3/h | 2000 | [9 empty] | 1.5
BAC-921 | BRX Airport | 204g |  | 5.3.20.03 | Warm water - collector | B026589-204g-151-Collector | 1 |  | 1 | pcs | 2000 | [9 empty] | 1.5
BAC-922 | BRX Airport | 204g |  | 5.5.12.51 | Kleppen - regelklep | B026590-204g-156-Control Valve | 1 |  | 5000 | m3/h | 2000 | [9 empty] | 1.5
BAC-923 | BRX Airport | 204g |  | 5.3.20.03 | Warm water - collector | B026599-204g-151-Collector | 1 |  | 1 | pcs | 2000 | [9 empty] | 1.5
BAC-924 | BRX Airport | 204g |  | 5.5.12.51 | Kleppen - regelklep | B026600-204g-156-Control Valve | 1 |  | 5000 | m3/h | 2000 | [9 empty] | 1.5
BAC-925 | BRX Airport | 204g |  | 5.3.20.03 | Warm water - collector | B026604-204g-151-Collector | 1 |  | 1 | pcs | 2000 | [9 empty] | 1.5
BAC-926 | BRX Airport | 204g |  | 5.5.12.51 | Kleppen - regelklep | B026605-204g-156-Control Valve | 1 |  | 5000 | m3/h | 2000 | [9 empty] | 1.5
BAC-927 | BRX Airport | 204g |  | 5.3.52.22 | Buffertank | B026609-204g-106-Buffer Tank, Compressed air | 1 |  | 750 | L | 2000 | [9 empty] | 1.5
BAC-928 | BRX Airport | 204g |  | 5.7.70.75 | Brandklep - gemotoriseerd | B026611-204g-277-Fire damper - smoke damper | 1 |  | 1 | pcs | 2000 | [9 empty] | 1.5
BAC-929 | BRX Airport | 204g |  | 5.7.70.75 | Brandklep - gemotoriseerd | B026612-204g-277-Fire damper - smoke damper | 1 |  | 1 | pcs | 2000 | [9 empty] | 1.5
BAC-930 | BRX Airport | 204g |  | 5.3.20.03 | Warm water - collector | B026613-204g-151-Collector | 1 |  | 1 | pcs | 2000 | [9 empty] | 1.5
BAC-931 | BRX Airport | 204g |  | 5.5.12.51 | Kleppen - regelklep | B026615-204g-156-Control Valve | 1 |  | 5000 | m3/h | 2000 | [9 empty] | 1.5
BAC-932 | BRX Airport | 204g |  | 5.7.70.75 | Brandklep - gemotoriseerd | B026621-204g-277-Fire damper - smoke damper | 1 |  | 1 | pcs | 2000 | [9 empty] | 1.5
BAC-933 | BRX Airport | 204g |  | 5.7.70.75 | Brandklep - gemotoriseerd | B026622-204g-277-Fire damper - smoke damper | 1 |  | 1 | pcs | 2000 | [9 empty] | 1.5
BAC-934 | BRX Airport | 204g |  | 7.3.12.37 | Perslucht reservoir | B026625-204g-167-Expansion System | 1 |  | 1 | pcs | 2000 | [9 empty] | 1.5
BAC-935 | BRX Airport | 204g |  | 5.3.23.11 | Warm water - buffervat | B026626-204g-146-Buffer tank | 1 |  | 150 | L | 2000 | [9 empty] | 1.5
BAC-936 | BRX Airport | 204g |  | 5.7.71.91 | PG 2 batt. zonder bevochtiger | B026627-204g-251-Air Handling Unit | 1 |  | 25000 | m3/h | 2000 | [9 empty] | 1.5
BAC-937 | BRX Airport | 204g |  | 5.5.12.51 | Kleppen - regelklep | B026628-204g-156-Control Valve | 1 |  | 5000 | m3/h | 2000 | [9 empty] | 1.5
BAC-938 | BRX Airport | 204g |  | 5.3.20.30 | Water - circulator | B026629-204g-169-Pump | 1 |  | 100 | m3/h | 2000 | [9 empty] | 1.5
BAC-939 | BRX Airport | 204g |  | 5.5.12.51 | Kleppen - regelklep | B026630-204g-156-Control Valve | 1 |  | 5000 | m3/h | 2000 | [9 empty] | 1.5
BAC-940 | BRX Airport | 204g |  | 5.5.12.51 | Kleppen - regelklep | B026631-204g-156-Control Valve | 1 |  | 5000 | m3/h | 2000 | [9 empty] | 1.5
BAC-941 | BRX Airport | 204g |  | 5.5.12.51 | Kleppen - regelklep | B026632-204g-156-Control Valve | 1 |  | 5000 | m3/h | 2000 | [9 empty] | 1.5
BAC-942 | BRX Airport | 204g |  | 5.3.20.30 | Water - circulator | B026633-204g-169-Pump | 1 |  | 100 | m3/h | 2000 | [9 empty] | 1.5
BAC-943 | BRX Airport | 204g |  | 5.5.12.51 | Kleppen - regelklep | B026634-204g-156-Control Valve | 1 |  | 5000 | m3/h | 2000 | [9 empty] | 1.5
BAC-944 | BRX Airport | 204g |  | 5.5.12.51 | Kleppen - regelklep | B026635-204g-156-Control Valve | 1 |  | 5000 | m3/h | 2000 | [9 empty] | 1.5
BAC-945 | BRX Airport | 204g |  | 5.3.20.30 | Water - circulator | B026636-204g-169-Pump | 1 |  | 100 | m3/h | 2000 | [9 empty] | 1.5
BAC-946 | BRX Airport | 204g |  | 5.5.12.51 | Kleppen - regelklep | B026637-204g-156-Control Valve | 1 |  | 5000 | m3/h | 2000 | [9 empty] | 1.5
BAC-947 | BRX Airport | 204g |  | 5.3.20.30 | Water - circulator | B026638-204g-169-Pump | 1 |  | 100 | m3/h | 2000 | [9 empty] | 1.5
BAC-948 | BRX Airport | 204g |  | 5.5.12.51 | Kleppen - regelklep | B026639-204g-156-Control Valve | 1 |  | 5000 | m3/h | 2000 | [9 empty] | 1.5
BAC-949 | BRX Airport | 204g |  | 5.5.12.51 | Kleppen - regelklep | B026640-204g-156-Control Valve | 1 |  | 5000 | m3/h | 2000 | [9 empty] | 1.5
BAC-950 | BRX Airport | 204g |  | 5.3.20.30 | Water - circulator | B026641-204g-169-Pump | 1 |  | 100 | m3/h | 2000 | [9 empty] | 1.5
BAC-951 | BRX Airport | 204g |  | 5.5.12.51 | Kleppen - regelklep | B026642-204g-156-Control Valve | 1 |  | 5000 | m3/h | 2000 | [9 empty] | 1.5
BAC-952 | BRX Airport | 204g |  | 5.5.12.51 | Kleppen - regelklep | B026643-204g-156-Control Valve | 1 |  | 5000 | m3/h | 2000 | [9 empty] | 1.5
BAC-953 | BRX Airport | 204g |  | 5.5.12.51 | Kleppen - regelklep | B026644-204g-156-Control Valve | 1 |  | 5000 | m3/h | 2000 | [9 empty] | 1.5
BAC-954 | BRX Airport | 204g |  | 5.5.12.51 | Kleppen - regelklep | B026645-204g-156-Control Valve | 1 |  | 5000 | m3/h | 2000 | [9 empty] | 1.5
BAC-955 | BRX Airport | 204g |  | 5.5.12.51 | Kleppen - regelklep | B026646-204g-156-Control Valve | 1 |  | 5000 | m3/h | 2000 | [9 empty] | 1.5
BAC-956 | BRX Airport | 204g |  | 5.3.20.30 | Water - circulator | B026647-204g-169-Pump | 1 |  | 100 | m3/h | 2000 | [9 empty] | 1.5
BAC-957 | BRX Airport | 204g |  | 7.3.12.37 | Perslucht reservoir | B026648-204g-167-Expansion System | 1 |  | 1 | pcs | 2000 | [9 empty] | 1.5
BAC-958 | BRX Airport | 204g |  | 5.7.71.91 | PG 2 batt. zonder bevochtiger | B026649-204g-251-Air Handling Unit | 1 |  | 25000 | m3/h | 2000 | [9 empty] | 1.5
BAC-959 | BRX Airport | 204g |  | 5.7.71.84 | EG met menging en luchtfilters | B026650-204g-251-Air Handling Unit | 1 |  | 25000 | m3/h | 2000 | [9 empty] | 1.5
BAC-960 | BRX Airport | 204g |  | 5.3.20.30 | Water - circulator | B026651-204g-169-Pump | 1 |  | 100 | m3/h | 2000 | [9 empty] | 1.5
BAC-961 | BRX Airport | 204g |  | 5.5.12.51 | Kleppen - regelklep | B026652-204g-156-Control Valve | 1 |  | 5000 | m3/h | 2000 | [9 empty] | 1.5
BAC-962 | BRX Airport | 204g |  | 5.5.12.51 | Kleppen - regelklep | B026653-204g-156-Control Valve | 1 |  | 5000 | m3/h | 2000 | [9 empty] | 1.5
BAC-963 | BRX Airport | 204g |  | 5.5.12.51 | Kleppen - regelklep | B026654-204g-156-Control Valve | 1 |  | 5000 | m3/h | 2000 | [9 empty] | 1.5
BAC-964 | BRX Airport | 204g |  | 5.3.23.11 | Warm water - buffervat | B026655-204g-146-Buffer tank | 1 |  | 150 | L | 2000 | [9 empty] | 1.5
BAC-965 | BRX Airport | 204g |  | 5.3.23.11 | Warm water - buffervat | B026656-204g-146-Buffer tank | 1 |  | 150 | L | 2000 | [9 empty] | 1.5
BAC-966 | BRX Airport | 204g |  | 5.3.20.30 | Water - circulator | B026657-204g-169-Pump | 1 |  | 100 | m3/h | 2000 | [9 empty] | 1.5
BAC-967 | BRX Airport | 204g |  | 5.3.20.30 | Water - circulator | B026658-204g-169-Pump | 1 |  | 100 | m3/h | 2000 | [9 empty] | 1.5
BAC-968 | BRX Airport | 204g |  | 5.5.12.51 | Kleppen - regelklep | B026659-204g-156-Control Valve | 1 |  | 5000 | m3/h | 2000 | [9 empty] | 1.5
BAC-969 | BRX Airport | 204g |  | 5.7.70.75 | Brandklep - gemotoriseerd | B026660-204g-277-Fire damper - smoke damper | 1 |  | 1 | pcs | 2000 | [9 empty] | 1.5
BAC-970 | BRX Airport | 204g |  | 5.7.70.75 | Brandklep - gemotoriseerd | B026661-204g-277-Fire damper - smoke damper | 1 |  | 1 | pcs | 2000 | [9 empty] | 1.5
BAC-971 | BRX Airport | 204g |  | 5.7.70.75 | Brandklep - gemotoriseerd | B026662-204g-277-Fire damper - smoke damper | 1 |  | 1 | pcs | 2000 | [9 empty] | 1.5
BAC-972 | BRX Airport | 204g |  | 5.7.70.75 | Brandklep - gemotoriseerd | B026663-204g-277-Fire damper - smoke damper | 1 |  | 1 | pcs | 2000 | [9 empty] | 1.5
BAC-973 | BRX Airport | 204g |  | 5.1.29.27 | Stookolietank bovengronds - Waals gewest >= 3000 L < 25000 L | B026665-204g-212-Tank | 1 |  | 12000 | L | 2000 | [9 empty] | 1.5
BAC-974 | BRX Airport | 204g |  | 5.5.13.58 | Warmtepomp lucht/lucht - binnenunit - wandmodel | B026666-204g-133-Heat Pump | 1 |  | 10 | kW | 2000 | [9 empty] | 1.5
BAC-975 | BRX Airport | 204g |  | 5.4.21.52 | Klimaatkast met directe expansie - KOUD | B026670-204g-137-Direct Expansion (DX) | 1 |  | 30 | kW | 2000 | [9 empty] | 1.5
BAC-976 | BRX Airport | 204g |  | 5.3.52.20 | Voorfilters | B026671-204g-218-Aerotherm | 1 |  | 1 | pcs | 2000 | [9 empty] | 1.5
BAC-977 | BRX Airport | 204g |  | 5.3.52.20 | Voorfilters | B026672-204g-218-Aerotherm | 1 |  | 1 | pcs | 2000 | [9 empty] | 1.5
BAC-978 | BRX Airport | 045b |  | 5.7.70.75 | Brandklep - gemotoriseerd | B026673-045b-277-Fire damper - smoke damper | 1 |  | 1 | pcs | 2000 | [9 empty] | 1.5
BAC-979 | BRX Airport | 045b |  | 5.3.52.20 | Voorfilters | B026678-045b-218-Aerotherm | 1 |  | 1 | pcs | 2000 | [9 empty] | 1.5
BAC-980 | BRX Airport | 045b |  | 5.3.52.20 | Voorfilters | B026679-045b-218-Aerotherm | 1 |  | 1 | pcs | 2000 | [9 empty] | 1.5
BAC-981 | BRX Airport | 045b |  | 5.3.52.20 | Voorfilters | B026680-045b-218-Aerotherm | 1 |  | 1 | pcs | 2000 | [9 empty] | 1.5
BAC-982 | BRX Airport | 045b |  | 5.3.52.20 | Voorfilters | B026681-045b-218-Aerotherm | 1 |  | 1 | pcs | 2000 | [9 empty] | 1.5
BAC-983 | BRX Airport | 045b |  | 5.7.71.91 | PG 2 batt. zonder bevochtiger | B026682-045b-251-Air Handling Unit | 1 |  | 25000 | m3/h | 2000 | [9 empty] | 1.5
BAC-984 | BRX Airport | 675 |  | 5.4.21.52 | Klimaatkast met directe expansie - KOUD | B027643-675-137-Direct Expansion (DX) | 1 |  | 30 | kW | 2019 | [9 empty] | 1.5
BAC-985 | BRX Airport | 674 |  | 5.4.21.52 | Klimaatkast met directe expansie - KOUD | B027644-674-124-Direct Expansion (DX) Indoor unit | 1 |  | 30 | kW | 2019 | [9 empty] | 1.5
BAC-986 | BRX Airport | 674 |  | 5.4.21.52 | Klimaatkast met directe expansie - KOUD | B027645-674-137-Direct Expansion (DX) | 1 |  | 30 | kW | 2019 | [9 empty] | 1.5
BAC-987 | BRX Airport | 675 |  | 5.4.21.52 | Klimaatkast met directe expansie - KOUD | B027646-675-124-Direct Expansion (DX) Indoor unit | 1 |  | 30 | kW | 2019 | [9 empty] | 1.5
BAC-988 | BRX Airport | 034 |  | 5.4.21.52 | Klimaatkast met directe expansie - KOUD | B027812-034-137-Direct Expansion (DX) | 1 |  | 30 | kW | 2019 | [9 empty] | 1.5
BAC-989 | BRX Airport | 700c |  | 6.1.51.25 | Algemeen laagspanningsbord | B029253-700c-373-Electrical panel | 1 |  | 10 | # of distributions | 2019 | [9 empty] | 1.5
BAC-990 | BRX Airport | 700c |  | 7.3.12.37 | Perslucht reservoir | B029258-700c-167-Expansion System | 1 |  | 1 | pcs | 2019 | [9 empty] | 1.5
BAC-991 | BRX Airport | 700c |  | 5.3.20.30 | Water - circulator | B029263-700c-169-Pump | 1 |  | 100 | m3/h | 2019 | [9 empty] | 1.5
BAC-992 | BRX Airport | 700c |  | 5.3.20.30 | Water - circulator | B029264-700c-169-Pump | 1 |  | 100 | m3/h | 2019 | [9 empty] | 1.5
BAC-993 | BRX Airport | 700c |  | 5.5.12.51 | Kleppen - regelklep | B029265-700c-156-Control Valve | 1 |  | 5000 | m3/h | 2019 | [9 empty] | 1.5
BAC-994 | BRX Airport | 700c |  | 5.3.23.11 | Warm water - buffervat | B029266-700c-146-Buffer tank | 1 |  | 150 | L | 2019 | [9 empty] | 1.5
BAC-995 | BRX Airport | 700c |  | 5.5.12.51 | Kleppen - regelklep | B029267-700c-156-Control Valve | 1 |  | 5000 | m3/h | 2019 | [9 empty] | 1.5
BAC-996 | BRX Airport | 700c |  | 5.3.23.11 | Warm water - buffervat | B029268-700c-146-Buffer tank | 1 |  | 150 | L | 2019 | [9 empty] | 1.5
BAC-997 | BRX Airport | 700c |  | 5.3.20.30 | Water - circulator | B029269-700c-169-Pump | 1 |  | 100 | m3/h | 2019 | [9 empty] | 1.5
BAC-998 | BRX Airport | 700c |  | 5.5.12.51 | Kleppen - regelklep | B029270-700c-156-Control Valve | 1 |  | 5000 | m3/h | 2019 | [9 empty] | 1.5
BAC-999 | BRX Airport | 700c |  | 5.5.12.51 | Kleppen - regelklep | B029271-700c-156-Control Valve | 1 |  | 5000 | m3/h | 2019 | [9 empty] | 1.5
BAC-1000 | BRX Airport | 700c |  | 5.3.20.30 | Water - circulator | B029272-700c-169-Pump | 1 |  | 100 | m3/h | 2019 | [9 empty] | 1.5
BAC-1001 | BRX Airport | 700c |  | 5.5.12.51 | Kleppen - regelklep | B029273-700c-156-Control Valve | 1 |  | 5000 | m3/h | 2019 | [9 empty] | 1.5
BAC-1002 | BRX Airport | 700c |  | 5.5.12.51 | Kleppen - regelklep | B029274-700c-156-Control Valve | 1 |  | 5000 | m3/h | 2019 | [9 empty] | 1.5
BAC-1003 | BRX Airport | 700c |  | 5.5.12.51 | Kleppen - regelklep | B029275-700c-156-Control Valve | 1 |  | 5000 | m3/h | 2019 | [9 empty] | 1.5
BAC-1004 | BRX Airport | 700c |  | 5.7.70.75 | Brandklep - gemotoriseerd | B029276-700c-277-Fire damper - smoke damper | 1 |  | 1 | pcs | 2019 | [9 empty] | 1.5
BAC-1005 | BRX Airport | 700c |  | 5.7.70.75 | Brandklep - gemotoriseerd | B029277-700c-277-Fire damper - smoke damper | 1 |  | 1 | pcs | 2019 | [9 empty] | 1.5
BAC-1006 | BRX Airport | 700c |  | 5.4.21.52 | Klimaatkast met directe expansie - KOUD | B029286-700c-124-Direct Expansion (DX) Indoor unit | 1 |  | 30 | kW | 2019 | [9 empty] | 1.5
BAC-1007 | BRX Airport | 700c |  | 5.4.21.52 | Klimaatkast met directe expansie - KOUD | B029287-700c-124-Direct Expansion (DX) Indoor unit | 1 |  | 30 | kW | 2019 | [9 empty] | 1.5
BAC-1008 | BRX Airport | 700c |  | 5.4.21.52 | Klimaatkast met directe expansie - KOUD | B029293-700c-124-Direct Expansion (DX) Indoor unit | 1 |  | 30 | kW | 2019 | [9 empty] | 1.5
BAC-1009 | BRX Airport | 700c |  | 5.4.21.52 | Klimaatkast met directe expansie - KOUD | B029294-700c-124-Direct Expansion (DX) Indoor unit | 1 |  | 30 | kW | 2019 | [9 empty] | 1.5
BAC-1010 | BRX Airport | 700c |  | 5.7.70.75 | Brandklep - gemotoriseerd | B029296-700c-277-Fire damper - smoke damper | 1 |  | 1 | pcs | 2019 | [9 empty] | 1.5
BAC-1011 | BRX Airport | 700c |  | 6.1.51.25 | Algemeen laagspanningsbord | B029306-700c-373-Electrical panel | 1 |  | 10 | # of distributions | 2019 | [9 empty] | 1.5
BAC-1012 | BRX Airport | 700c |  | 5.7.70.75 | Brandklep - gemotoriseerd | B029309-700c-277-Fire damper - smoke damper | 1 |  | 1 | pcs | 2019 | [9 empty] | 1.5
BAC-1013 | BRX Airport | 700c |  | 5.4.21.52 | Klimaatkast met directe expansie - KOUD | B029312-700c-124-Direct Expansion (DX) Indoor unit | 1 |  | 30 | kW | 2019 | [9 empty] | 1.5
BAC-1014 | BRX Airport | 700c |  | 5.4.21.52 | Klimaatkast met directe expansie - KOUD | B029317-700c-124-Direct Expansion (DX) Indoor unit | 1 |  | 30 | kW | 2019 | [9 empty] | 1.5
BAC-1015 | BRX Airport | 700c |  | 5.4.21.52 | Klimaatkast met directe expansie - KOUD | B029318-700c-124-Direct Expansion (DX) Indoor unit | 1 |  | 30 | kW | 2019 | [9 empty] | 1.5
BAC-1016 | BRX Airport | 700c |  | 5.7.70.75 | Brandklep - gemotoriseerd | B029319-700c-277-Fire damper - smoke damper | 1 |  | 1 | pcs | 2019 | [9 empty] | 1.5
BAC-1017 | BRX Airport | 700c |  | 5.7.70.75 | Brandklep - gemotoriseerd | B029320-700c-277-Fire damper - smoke damper | 1 |  | 1 | pcs | 2019 | [9 empty] | 1.5
BAC-1018 | BRX Airport | 700c |  | 5.4.21.52 | Klimaatkast met directe expansie - KOUD | B029321-700c-124-Direct Expansion (DX) Indoor unit | 1 |  | 30 | kW | 2019 | [9 empty] | 1.5
BAC-1019 | BRX Airport | 700c |  | 5.7.70.75 | Brandklep - gemotoriseerd | B029322-700c-277-Fire damper - smoke damper | 1 |  | 1 | pcs | 2019 | [9 empty] | 1.5
BAC-1020 | BRX Airport | 700c |  | 5.4.21.52 | Klimaatkast met directe expansie - KOUD | B029326-700c-124-Direct Expansion (DX) Indoor unit | 1 |  | 30 | kW | 2019 | [9 empty] | 1.5
BAC-1021 | BRX Airport | 700c |  | 5.4.21.52 | Klimaatkast met directe expansie - KOUD | B029330-700c-124-Direct Expansion (DX) Indoor unit | 1 |  | 30 | kW | 2019 | [9 empty] | 1.5
BAC-1022 | BRX Airport | 700c |  | 5.3.20.30 | Water - circulator | B029345-700c-169-Pump | 1 |  | 100 | m3/h | 2019 | [9 empty] | 1.5
BAC-1023 | BRX Airport | 700c |  | 5.5.12.51 | Kleppen - regelklep | B029346-700c-156-Control Valve | 1 |  | 5000 | m3/h | 2019 | [9 empty] | 1.5
BAC-1024 | BRX Airport | 700c |  | 5.5.12.51 | Kleppen - regelklep | B029347-700c-156-Control Valve | 1 |  | 5000 | m3/h | 2019 | [9 empty] | 1.5
BAC-1025 | BRX Airport | 700c |  | 5.7.70.75 | Brandklep - gemotoriseerd | B029348-700c-277-Fire damper - smoke damper | 1 |  | 1 | pcs | 2019 | [9 empty] | 1.5
BAC-1026 | BRX Airport | 700c |  | 5.7.70.75 | Brandklep - gemotoriseerd | B029349-700c-277-Fire damper - smoke damper | 1 |  | 1 | pcs | 2019 | [9 empty] | 1.5
BAC-1027 | BRX Airport | 700c |  | 5.7.70.75 | Brandklep - gemotoriseerd | B029354-700c-277-Fire damper - smoke damper | 1 |  | 1 | pcs | 2019 | [9 empty] | 1.5
BAC-1028 | BRX Airport | 700c |  | 5.5.12.51 | Kleppen - regelklep | B029355-700c-156-Control Valve | 1 |  | 5000 | m3/h | 2019 | [9 empty] | 1.5
BAC-1029 | BRX Airport | 700c |  | 5.5.12.51 | Kleppen - regelklep | B029356-700c-156-Control Valve | 1 |  | 5000 | m3/h | 2019 | [9 empty] | 1.5
BAC-1030 | BRX Airport | 700c |  | 5.7.70.75 | Brandklep - gemotoriseerd | B029357-700c-277-Fire damper - smoke damper | 1 |  | 1 | pcs | 2019 | [9 empty] | 1.5
BAC-1031 | BRX Airport | 700c |  | 5.7.70.75 | Brandklep - gemotoriseerd | B029358-700c-277-Fire damper - smoke damper | 1 |  | 1 | pcs | 2019 | [9 empty] | 1.5
BAC-1032 | BRX Airport | 700c |  | 5.7.70.75 | Brandklep - gemotoriseerd | B029359-700c-277-Fire damper - smoke damper | 1 |  | 1 | pcs | 2019 | [9 empty] | 1.5
BAC-1033 | BRX Airport | 700c |  | 5.7.70.75 | Brandklep - gemotoriseerd | B029360-700c-277-Fire damper - smoke damper | 1 |  | 1 | pcs | 2019 | [9 empty] | 1.5
BAC-1034 | BRX Airport | 700c |  | 5.3.20.03 | Warm water - collector | B029361-700c-151-Collector | 1 |  | 1 | pcs | 2019 | [9 empty] | 1.5
BAC-1035 | BRX Airport | 700c |  | 5.3.20.03 | Warm water - collector | B029362-700c-151-Collector | 1 |  | 1 | pcs | 2019 | [9 empty] | 1.5
BAC-1036 | BRX Airport | 700c |  | 5.7.71.91 | PG 2 batt. zonder bevochtiger | B029365-700c-251-Air Handling Unit | 1 |  | 25000 | m3/h | 2019 | [9 empty] | 1.5
BAC-1037 | BRX Airport | 700c |  | 5.7.71.84 | EG met menging en luchtfilters | B029366-700c-251-Air Handling Unit | 1 |  | 25000 | m3/h | 2019 | [9 empty] | 1.5
BAC-1038 | BRX Airport | 700c |  | 5.5.13.58 | Warmtepomp lucht/lucht - binnenunit - wandmodel | B029368-700c-133-Heat Pump | 1 |  | 10 | kW | 2019 | [9 empty] | 1.5
BAC-1039 | BRX Airport | 700c |  | 5.5.13.58 | Warmtepomp lucht/lucht - binnenunit - wandmodel | B029369-700c-133-Heat Pump | 1 |  | 10 | kW | 2019 | [9 empty] | 1.5
BAC-1040 | BRX Airport | 700c |  | 5.5.13.58 | Warmtepomp lucht/lucht - binnenunit - wandmodel | B029370-700c-133-Heat Pump | 1 |  | 10 | kW | 2019 | [9 empty] | 1.5
BAC-1041 | BRX Airport | 700c |  | 5.5.13.58 | Warmtepomp lucht/lucht - binnenunit - wandmodel | B029371-700c-133-Heat Pump | 1 |  | 10 | kW | 2019 | [9 empty] | 1.5
BAC-1042 | BRX Airport | 700c |  | 5.5.13.58 | Warmtepomp lucht/lucht - binnenunit - wandmodel | B029372-700c-133-Heat Pump | 1 |  | 10 | kW | 2019 | [9 empty] | 1.5
BAC-1043 | BRX Airport | 700c |  | 5.4.21.52 | Klimaatkast met directe expansie - KOUD | B029375-700c-137-Direct Expansion (DX) | 1 |  | 30 | kW | 2019 | [9 empty] | 1.5
BAC-1044 | BRX Airport | 700c |  | 5.4.21.52 | Klimaatkast met directe expansie - KOUD | B029376-700c-137-Direct Expansion (DX) | 1 |  | 30 | kW | 2019 | [9 empty] | 1.5
BAC-1045 | BRX Airport | 700c |  | 5.5.13.58 | Warmtepomp lucht/lucht - binnenunit - wandmodel | B029377-700c-133-Heat Pump | 1 |  | 10 | kW | 2019 | [9 empty] | 1.5
BAC-1046 | BRX Airport | 700c |  | 5.7.71.91 | PG 2 batt. zonder bevochtiger | B029378-700c-251-Air Handling Unit | 1 |  | 25000 | m3/h | 2019 | [9 empty] | 1.5
BAC-1047 | BRX Airport | 700c |  | 5.7.71.84 | EG met menging en luchtfilters | B029379-700c-251-Air Handling Unit | 1 |  | 25000 | m3/h | 2019 | [9 empty] | 1.5
BAC-1048 | BRX Airport | 700c |  | 5.4.21.52 | Klimaatkast met directe expansie - KOUD | B029382-700c-124-Direct Expansion (DX) Indoor unit | 1 |  | 30 | kW | 2019 | [9 empty] | 1.5
BAC-1049 | BRX Airport | 700c |  | 5.4.21.52 | Klimaatkast met directe expansie - KOUD | B029383-700c-124-Direct Expansion (DX) Indoor unit | 1 |  | 30 | kW | 2019 | [9 empty] | 1.5
BAC-1050 | BRX Airport | 700c |  | 5.4.21.52 | Klimaatkast met directe expansie - KOUD | B029384-700c-124-Direct Expansion (DX) Indoor unit | 1 |  | 30 | kW | 2019 | [9 empty] | 1.5
BAC-1051 | BRX Airport | 013c |  | 5.4.21.52 | Klimaatkast met directe expansie - KOUD | B029394-013c-137-Direct Expansion (DX) | 1 |  | 30 | kW | 2019 | [9 empty] | 1.5
BAC-1052 | BRX Airport | 013c |  | 5.4.21.52 | Klimaatkast met directe expansie - KOUD | B029395-013c-137-Direct Expansion (DX) | 1 |  | 30 | kW | 2019 | [9 empty] | 1.5
BAC-1053 | BRX Airport | 045b |  | 5.5.12.51 | Kleppen - regelklep | B035463-045b-156-Control Valve | 1 |  | 5000 | m3/h | 2018 | [9 empty] | 1.5
BAC-1054 | BRX Airport | 045b |  | 5.5.12.51 | Kleppen - regelklep | B035464-045b-156-Control Valve | 1 |  | 5000 | m3/h | 2018 | [9 empty] | 1.5
BAC-1055 | BRX Airport | 045b |  | 5.5.12.51 | Kleppen - regelklep | B035465-045b-156-Control Valve | 1 |  | 5000 | m3/h | 2018 | [9 empty] | 1.5
BAC-1056 | BRX Airport | 045b |  | 5.5.12.51 | Kleppen - regelklep | B035466-045b-156-Control Valve | 1 |  | 5000 | m3/h | 2018 | [9 empty] | 1.5
BAC-1057 | BRX Airport | 045b |  | 5.5.12.51 | Kleppen - regelklep | B035467-045b-156-Control Valve | 1 |  | 5000 | m3/h | 2018 | [9 empty] | 1.5
BAC-1058 | BRX Airport | 045b |  | 5.5.12.51 | Kleppen - regelklep | B035468-045b-156-Control Valve | 1 |  | 5000 | m3/h | 2018 | [9 empty] | 1.5
BAC-1059 | BRX Airport | 045b |  | 5.1.29.38 | Ontluchtingssysteem - Waals gewest | B035469-045b-164-Automatic Air Vent | 1 |  | 1 | pcs | 2018 | [9 empty] | 1.5
BAC-1060 | BRX Airport | 045b |  | 7.3.12.37 | Perslucht reservoir | B035771-045b-167-Expansion System | 1 |  | 1 | pcs | 2018 | [9 empty] | 1.5
BAC-1061 | BRX Airport | 045b |  | 5.5.12.51 | Kleppen - regelklep | B035772-045b-156-Control Valve | 1 |  | 5000 | m3/h | 2018 | [9 empty] | 1.5
BAC-1062 | BRX Airport | 045b |  | 5.4.21.52 | Klimaatkast met directe expansie - KOUD | B035774-045b-124-Direct Expansion (DX) Indoor unit | 1 |  | 30 | kW | 2019 | [9 empty] | 1.5
BAC-1063 | BRX Airport | 045b |  | 5.4.21.52 | Klimaatkast met directe expansie - KOUD | B035775-045b-124-Direct Expansion (DX) Indoor unit | 1 |  | 30 | kW | 2019 | [9 empty] | 1.5
BAC-1064 | BRX Airport | 204g |  | 5.5.12.51 | Kleppen - regelklep | B035776-204g-156-Control Valve | 1 |  | 5000 | m3/h | 2018 | [9 empty] | 1.5
BAC-1065 | BRX Airport | 204g |  | 5.5.12.51 | Kleppen - regelklep | B035777-204g-156-Control Valve | 1 |  | 5000 | m3/h | 2018 | [9 empty] | 1.5
BAC-1066 | BRX Airport | 204g |  | 5.5.12.51 | Kleppen - regelklep | B035778-204g-156-Control Valve | 1 |  | 5000 | m3/h | 2018 | [9 empty] | 1.5
BAC-1067 | BRX Airport | 204g |  | 5.5.12.51 | Kleppen - regelklep | B035779-204g-156-Control Valve | 1 |  | 5000 | m3/h | 2018 | [9 empty] | 1.5
BAC-1068 | BRX Airport | 204g |  | 5.5.12.51 | Kleppen - regelklep | B035780-204g-156-Control Valve | 1 |  | 5000 | m3/h | 2018 | [9 empty] | 1.5
BAC-1069 | BRX Airport | 204g |  | 7.3.12.37 | Perslucht reservoir | B035782-204g-167-Expansion System | 1 |  | 1 | pcs | 2018 | [9 empty] | 1.5
BAC-1070 | BRX Airport | 204g |  | 5.3.20.30 | Water - circulator | B035783-204g-169-Pump | 1 |  | 100 | m3/h | 2018 | [9 empty] | 1.5
BAC-1071 | BRX Airport | 204g |  | 5.1.29.38 | Ontluchtingssysteem - Waals gewest | B035784-204g-164-Automatic Air Vent | 1 |  | 1 | pcs | 2018 | [9 empty] | 1.5
BAC-1072 | BRX Airport | 204g |  | 5.5.12.51 | Kleppen - regelklep | B035785-204g-156-Control Valve | 1 |  | 5000 | m3/h | 2018 | [9 empty] | 1.5
BAC-1073 | BRX Airport | 204g |  | 5.5.12.51 | Kleppen - regelklep | B035786-204g-156-Control Valve | 1 |  | 5000 | m3/h | 2018 | [9 empty] | 1.5
BAC-1074 | BRX Airport | 204g |  | 5.5.12.51 | Kleppen - regelklep | B035787-204g-156-Control Valve | 1 |  | 5000 | m3/h | 2018 | [9 empty] | 1.5
BAC-1075 | BRX Airport | 045b |  | 7.3.12.32 | Luchtcompressor | B035803-045b-107-Compressed Air Installation | 1 |  | 150 | L | 2022 | [9 empty] | 1.5
BAC-1076 | BRX Airport | 045b |  | 5.7.61.12 | Luchtverhitter op hoogte | B035804-045b-240-Aerotherm | 1 |  | 40 | kW | 2022 | [9 empty] | 1.5
BAC-1077 | BRX Airport | 204g |  | 7.3.12.32 | Luchtcompressor | B035805-204g-107-Compressed Air Installation | 1 |  | 150 | L | 2022 | [9 empty] | 1.5
BAC-1078 | BRX Airport | 204g |  | 5.7.61.12 | Luchtverhitter op hoogte | B035806-204g-240-Aerotherm | 1 |  | 40 | kW | 2022 | [9 empty] | 1.5
BAC-1079 | BRX Airport | 133 |  | 5.1.21.55 | Gasketel - vloermodel (<= 100 kW) | B040555-133-203-CV ketel | 1 |  | 85 | kW | 2023 | [9 empty] | 1.5
BAC-1080 | BRX Airport | 045b |  | 5.7.70.10 | Stoombevochtiger | B044440-045b-196-Humidifier | 1 |  | 1 | # of devices | 2023 | [9 empty] | 1.5
BAC-1081 | BRX Airport | 045b |  | 5.7.71.41 | Ventiloconvector vloermodel | B044443-045b-236-Fan Coil Unit | 1 |  | 1 | pcs | 2023 | [9 empty] | 1.5
BAC-1082 | BRX Airport | 204g |  | 5.7.70.10 | Stoombevochtiger | B044446-204g-196-Humidifier | 1 |  | 1 | # of devices | 2023 | [9 empty] | 1.5
BAC-1083 | BRX Airport | 045b |  | 9.0.99.25 | Telleropname | B045440-045b-280-Energy Counter | 1 |  | 1 | pcs | 2023 | [9 empty] | 1.5
BAC-1084 | BRX Airport | 045b |  | 9.0.99.25 | Telleropname | B045441-045b-280-Energy Counter | 1 |  | 1 | pcs | 2023 | [9 empty] | 1.5
BAC-1085 | BRX Airport | 045b |  | 9.0.99.25 | Telleropname | B045443-045b-280-Energy Counter | 1 |  | 1 | pcs | 2023 | [9 empty] | 1.5
BAC-1086 | BRX Airport | 204g |  | 9.0.99.25 | Telleropname | B045446-204g-280-Energy Counter | 1 |  | 1 | pcs | 2023 | [9 empty] | 1.5
BAC-1087 | BRX Airport | 204g |  | 9.0.99.25 | Telleropname | B045447-204g-280-Energy Counter | 1 |  | 1 | pcs | 2023 | [9 empty] | 1.5
BAC-1088 | BRX Airport | 705 |  | 5.3.52.14 | Omgekeerde osmose installatie | B023512-705-1129-RO unit (Reversed osmose), HVAC | 1 |  | 1 | pcs | 2000 | [9 empty] | 1.5
BAC-1089 | BRX Airport | 043c |  | 5.4.21.52 | Klimaatkast met directe expansie - KOUD | B026207-043c-124-Direct Expansion (DX) Indoor unit | 1 |  | 30 | kW | 2000 | [9 empty] | 1.5
BAC-1090 | BRX Airport | 043c |  | 5.4.21.52 | Klimaatkast met directe expansie - KOUD | B026206-043c-124-Direct Expansion (DX) Indoor unit | 1 |  | 30 | kW | 2000 | [9 empty] | 1.5
BAC-1091 | BRX Airport | 707m |  | 5.7.61.21 | Warmeluchtgordijn | B019084-707m-237-Air Curtain (Water) | 1 |  | 1500 | m3/h | 2000 | [9 empty] | 1.5
BAC-1092 | BRX Airport | 707m |  | 5.7.61.21 | Warmeluchtgordijn | B019085-707m-237-Air Curtain (Water) | 1 |  | 1500 | m3/h | 2000 | [9 empty] | 1.5
BAC-1093 | BRX Airport | 707m |  | 5.4.21.52 | Klimaatkast met directe expansie - KOUD | B019086-707m-124-Direct Expansion (DX) Indoor unit | 1 |  | 30 | kW | 2006 | [9 empty] | 1.5
BAC-1094 | BRX Airport | 707m |  | 5.4.21.52 | Klimaatkast met directe expansie - KOUD | B019087-707m-124-Direct Expansion (DX) Indoor unit | 1 |  | 30 | kW | 2000 | [9 empty] | 1.5
BAC-1095 | BRX Airport | 707m |  | 5.4.21.52 | Klimaatkast met directe expansie - KOUD | B019089-707m-124-Direct Expansion (DX) Indoor unit | 1 |  | 30 | kW | 2006 | [9 empty] | 1.5
BAC-1096 | BRX Airport | 707m |  | 5.6.12.00 | Convector | B019091-707m-226-Radiator/ Convector (Electrical) | 1 |  | 250 | W | 2000 | [9 empty] | 1.5
BAC-1097 | BRX Airport | 707m |  | 5.4.21.52 | Klimaatkast met directe expansie - KOUD | B019097-707m-137-Direct Expansion (DX) | 1 |  | 30 | kW | 2006 | [9 empty] | 1.5
BAC-1098 | BRX Airport | 707m |  | 5.4.21.52 | Klimaatkast met directe expansie - KOUD | B019098-707m-137-Direct Expansion (DX) | 1 |  | 30 | kW | 2006 | [9 empty] | 1.5
BAC-1099 | BRX Airport | 133 |  | 5.7.70.25 | Recuperatie - warmtewiel (Component) | B018596-133-251-Air Handling Unit | 1 |  | 25000 | m3/h | 2000 | [9 empty] | 1.5
BAC-1100 | BRX Airport | 133 |  | 5.7.70.25 | Recuperatie - warmtewiel (Component) | B018597-133-251-Air Handling Unit | 1 |  | 25000 | m3/h | 2000 | [9 empty] | 1.5
BAC-1101 | BRX Airport | 133 |  | 5.7.21.06 | Ventilatoren - boxventilator | B018638-133-251-Air Handling Unit | 1 |  | 25000 | m3/h | 2000 | [9 empty] | 1.5
BAC-1102 | BRX Airport | 705 |  | 5.7.71.84 | EG met menging en luchtfilters | B023565-705-251-Air Handling Unit | 1 |  | 25000 | m3/h | 2000 | [9 empty] | 1.5
BAC-1103 | BRX Airport | 706 |  | 5.7.71.84 | EG met menging en luchtfilters | B023951-706-251-Air Handling Unit | 1 |  | 25000 | m3/h | 2012 | [9 empty] | 1.5
BAC-1104 | BRX Airport | 706 |  | 5.7.71.84 | EG met menging en luchtfilters | B023952-706-251-Air Handling Unit | 1 |  | 25000 | m3/h | 2012 | [9 empty] | 1.5
BAC-1105 | BRX Airport | 706 |  | 5.7.71.84 | EG met menging en luchtfilters | B023990-706-251-Air Handling Unit | 1 |  | 25000 | m3/h | 2012 | [9 empty] | 1.5
BAC-1106 | BRX Airport | 706 |  | 5.7.71.84 | EG met menging en luchtfilters | B023991-706-251-Air Handling Unit | 1 |  | 25000 | m3/h | 2012 | [9 empty] | 1.5
BAC-1107 | BRX Airport | 045b |  | 5.7.71.84 | EG met menging en luchtfilters | B026290-045b-251-Air Handling Unit | 1 |  | 25000 | m3/h | 2000 | [9 empty] | 1.5
BAC-1108 | BRX Airport | 045b |  | 5.7.71.84 | EG met menging en luchtfilters | B026292-045b-251-Air Handling Unit | 1 |  | 25000 | m3/h | 2000 | [9 empty] | 1.5
BAC-1109 | BRX Airport | 045b |  | 5.7.71.84 | EG met menging en luchtfilters | B026313-045b-251-Air Handling Unit | 1 |  | 25000 | m3/h | 2000 | [9 empty] | 1.5
BAC-1110 | BRX Airport | 045b |  | 5.7.71.84 | EG met menging en luchtfilters | B026314-045b-251-Air Handling Unit | 1 |  | 25000 | m3/h | 2000 | [9 empty] | 1.5
BAC-1111 | BRX Airport | 045b |  | 5.7.71.84 | EG met menging en luchtfilters | B026383-045b-251-Air Handling Unit | 1 |  | 25000 | m3/h | 2000 | [9 empty] | 1.5
BAC-1112 | BRX Airport | 045b |  | 5.7.71.84 | EG met menging en luchtfilters | B026384-045b-251-Air Handling Unit | 1 |  | 25000 | m3/h | 2000 | [9 empty] | 1.5
BAC-1113 | BRX Airport | 045b |  | 5.7.71.84 | EG met menging en luchtfilters | B026401-045b-251-Air Handling Unit | 1 |  | 25000 | m3/h | 2000 | [9 empty] | 1.5
BAC-1114 | BRX Airport | 204g |  | 5.7.71.84 | EG met menging en luchtfilters | B026537-204g-251-Air Handling Unit | 1 |  | 25000 | m3/h | 2000 | [9 empty] | 1.5
BAC-1115 | BRX Airport | 204g |  | 5.7.71.84 | EG met menging en luchtfilters | B026554-204g-251-Air Handling Unit | 1 |  | 25000 | m3/h | 2000 | [9 empty] | 1.5
BAC-1116 | BRX Airport | 204g |  | 5.7.71.84 | EG met menging en luchtfilters | B026627-204g-251-Air Handling Unit | 1 |  | 25000 | m3/h | 2000 | [9 empty] | 1.5
BAC-1117 | BRX Airport | 204g |  | 5.7.71.84 | EG met menging en luchtfilters | B026649-204g-251-Air Handling Unit | 1 |  | 25000 | m3/h | 2000 | [9 empty] | 1.5
BAC-1118 | BRX Airport | 045b |  | 5.7.71.84 | EG met menging en luchtfilters | B026682-045b-251-Air Handling Unit | 1 |  | 25000 | m3/h | 2000 | [9 empty] | 1.5
BAC-1119 | BRX Airport | 700c |  | 5.7.71.84 | EG met menging en luchtfilters | B029379-700c-251-Air Handling Unit | 1 |  | 25000 | m3/h | 2019 | [9 empty] | 1.5
BAC-1120 | BRX Airport | General |  | 9.9.90.28 | CM-uren | General | 1 |  | 1 | pcs | 2000 | [9 empty] | 1.5
BAC-1121 | BRX Airport | 061 |  | 9.9.90.29 | Hoogtewerker | B018207-061-240-Aerotherm--Hoogtewerker | 1 |  | 1 | pcs | 2000 | [9 empty] | 1.5
BAC-1122 | BRX Airport | 128 |  | 9.9.90.29 | Hoogtewerker | B018504-128-240-Aerotherm--Hoogtewerker | 1 |  | 1 | pcs | 2000 | [9 empty] | 1.5
BAC-1123 | BRX Airport | 128 |  | 9.9.90.29 | Hoogtewerker | B018505-128-240-Aerotherm--Hoogtewerker | 1 |  | 1 | pcs | 2000 | [9 empty] | 1.5
BAC-1124 | BRX Airport | 128 |  | 9.9.90.29 | Hoogtewerker | B018506-128-240-Aerotherm--Hoogtewerker | 1 |  | 1 | pcs | 2000 | [9 empty] | 1.5
BAC-1125 | BRX Airport | 128 |  | 9.9.90.29 | Hoogtewerker | B018507-128-240-Aerotherm--Hoogtewerker | 1 |  | 1 | pcs | 2000 | [9 empty] | 1.5
BAC-1126 | BRX Airport | 128 |  | 9.9.90.29 | Hoogtewerker | B018508-128-240-Aerotherm--Hoogtewerker | 1 |  | 1 | pcs | 2000 | [9 empty] | 1.5
BAC-1127 | BRX Airport | 128 |  | 9.9.90.29 | Hoogtewerker | B018509-128-240-Aerotherm--Hoogtewerker | 1 |  | 1 | pcs | 2000 | [9 empty] | 1.5
BAC-1128 | BRX Airport | 128 |  | 9.9.90.29 | Hoogtewerker | B018510-128-240-Aerotherm--Hoogtewerker | 1 |  | 1 | pcs | 2000 | [9 empty] | 1.5
BAC-1129 | BRX Airport | 128 |  | 9.9.90.29 | Hoogtewerker | B018511-128-240-Aerotherm--Hoogtewerker | 1 |  | 1 | pcs | 2000 | [9 empty] | 1.5
BAC-1130 | BRX Airport | 128 |  | 9.9.90.29 | Hoogtewerker | B018512-128-240-Aerotherm--Hoogtewerker | 1 |  | 1 | pcs | 2000 | [9 empty] | 1.5
BAC-1131 | BRX Airport | 128 |  | 9.9.90.29 | Hoogtewerker | B018513-128-240-Aerotherm--Hoogtewerker | 1 |  | 1 | pcs | 2000 | [9 empty] | 1.5
BAC-1132 | BRX Airport | 128 |  | 9.9.90.29 | Hoogtewerker | B018515-128-240-Aerotherm--Hoogtewerker | 1 |  | 1 | pcs | 2000 | [9 empty] | 1.5
BAC-1133 | BRX Airport | 128 |  | 9.9.90.29 | Hoogtewerker | B018546-128-240-Aerotherm--Hoogtewerker | 1 |  | 1 | pcs | 2000 | [9 empty] | 1.5
BAC-1134 | BRX Airport | 133 |  | 9.9.90.29 | Hoogtewerker | B018616-133-240-Aerotherm--Hoogtewerker | 1 |  | 1 | pcs | 2000 | [9 empty] | 1.5
BAC-1135 | BRX Airport | 133 |  | 9.9.90.29 | Hoogtewerker | B018630-133-240-Aerotherm--Hoogtewerker | 1 |  | 1 | pcs | 2000 | [9 empty] | 1.5
BAC-1136 | BRX Airport | 061 |  | 9.9.90.29 | Hoogtewerker | B018659-061-240-Aerotherm--Hoogtewerker | 1 |  | 1 | pcs | 2000 | [9 empty] | 1.5
BAC-1137 | BRX Airport | 061 |  | 9.9.90.29 | Hoogtewerker | B018660-061-240-Aerotherm--Hoogtewerker | 1 |  | 1 | pcs | 2000 | [9 empty] | 1.5
BAC-1138 | BRX Airport | 061 |  | 9.9.90.29 | Hoogtewerker | B018661-061-240-Aerotherm--Hoogtewerker | 1 |  | 1 | pcs | 2000 | [9 empty] | 1.5
BAC-1139 | BRX Airport | 215 |  | 9.9.90.29 | Hoogtewerker | B018712-215-240-Aerotherm--Hoogtewerker | 1 |  | 1 | pcs | 2000 | [9 empty] | 1.5
BAC-1140 | BRX Airport | 215 |  | 9.9.90.29 | Hoogtewerker | B018718-215-240-Aerotherm--Hoogtewerker | 1 |  | 1 | pcs | 2000 | [9 empty] | 1.5
BAC-1141 | BRX Airport | 009 |  | 9.9.90.29 | Hoogtewerker | B018832-009-240-Aerotherm--Hoogtewerker | 1 |  | 1 | pcs | 2000 | [9 empty] | 1.5
BAC-1142 | BRX Airport | 009 |  | 9.9.90.29 | Hoogtewerker | B018834-009-240-Aerotherm--Hoogtewerker | 1 |  | 1 | pcs | 2000 | [9 empty] | 1.5
BAC-1143 | BRX Airport | 009 |  | 9.9.90.29 | Hoogtewerker | B018863-009-240-Aerotherm--Hoogtewerker | 1 |  | 1 | pcs | 2000 | [9 empty] | 1.5
BAC-1144 | BRX Airport | 009 |  | 9.9.90.29 | Hoogtewerker | B018872-009-240-Aerotherm--Hoogtewerker | 1 |  | 1 | pcs | 2000 | [9 empty] | 1.5
BAC-1145 | BRX Airport | 066b |  | 9.9.90.29 | Hoogtewerker | B022876-066b-240-Aerotherm--Hoogtewerker | 1 |  | 1 | pcs | 2000 | [9 empty] | 1.5
BAC-1146 | BRX Airport | 066b |  | 9.9.90.29 | Hoogtewerker | B022880-066b-240-Aerotherm--Hoogtewerker | 1 |  | 1 | pcs | 2000 | [9 empty] | 1.5
BAC-1147 | BRX Airport | 705 |  | 9.9.90.29 | Hoogtewerker | B023684-705-240-Aerotherm--Hoogtewerker | 1 |  | 1 | pcs | 2000 | [9 empty] | 1.5
BAC-1148 | BRX Airport | 705 |  | 9.9.90.29 | Hoogtewerker | B023685-705-240-Aerotherm--Hoogtewerker | 1 |  | 1 | pcs | 2000 | [9 empty] | 1.5
BAC-1149 | BRX Airport | 045b |  | 9.9.90.29 | Hoogtewerker | B035804-045b-240-Aerotherm--Hoogtewerker | 1 |  | 1 | pcs | 2022 | [9 empty] | 1.5
BAC-1150 | BRX Airport | 204g |  | 9.9.90.29 | Hoogtewerker | B035806-204g-240-Aerotherm--Hoogtewerker | 1 |  | 1 | pcs | 2022 | [9 empty] | 1.5
BAC-1151 | BRX Airport | 133 |  | 5.7.70.62 | Luchtroosters | B018596-133-251-Air Handling Unit | 1 |  | 1 | pcs | 2000 | [9 empty] | 1.5
BAC-1152 | BRX Airport | 133 |  | 5.7.70.62 | Luchtroosters | B018597-133-251-Air Handling Unit | 1 |  | 1 | pcs | 2000 | [9 empty] | 1.5
BAC-1153 | BRX Airport | 133 |  | 5.7.70.62 | Luchtroosters | B018638-133-251-Air Handling Unit | 1 |  | 1 | pcs | 2000 | [9 empty] | 1.5
BAC-1154 | BRX Airport | 705 |  | 5.7.70.62 | Luchtroosters | B023565-705-251-Air Handling Unit | 1 |  | 1 | pcs | 2000 | [9 empty] | 1.5
BAC-1155 | BRX Airport | 706 |  | 5.7.70.62 | Luchtroosters | B023951-706-251-Air Handling Unit | 1 |  | 1 | pcs | 2012 | [9 empty] | 1.5
BAC-1156 | BRX Airport | 706 |  | 5.7.70.62 | Luchtroosters | B023952-706-251-Air Handling Unit | 1 |  | 1 | pcs | 2012 | [9 empty] | 1.5
BAC-1157 | BRX Airport | 706 |  | 5.7.70.62 | Luchtroosters | B023990-706-251-Air Handling Unit | 1 |  | 1 | pcs | 2012 | [9 empty] | 1.5
BAC-1158 | BRX Airport | 706 |  | 5.7.70.62 | Luchtroosters | B023991-706-251-Air Handling Unit | 1 |  | 1 | pcs | 2012 | [9 empty] | 1.5
BAC-1159 | BRX Airport | 045b |  | 5.7.70.62 | Luchtroosters | B026290-045b-251-Air Handling Unit | 1 |  | 1 | pcs | 2000 | [9 empty] | 1.5
BAC-1160 | BRX Airport | 045b |  | 5.7.70.62 | Luchtroosters | B026292-045b-251-Air Handling Unit | 1 |  | 1 | pcs | 2000 | [9 empty] | 1.5
BAC-1161 | BRX Airport | 045b |  | 5.7.70.62 | Luchtroosters | B026313-045b-251-Air Handling Unit | 1 |  | 1 | pcs | 2000 | [9 empty] | 1.5
BAC-1162 | BRX Airport | 045b |  | 5.7.70.62 | Luchtroosters | B026314-045b-251-Air Handling Unit | 1 |  | 1 | pcs | 2000 | [9 empty] | 1.5
BAC-1163 | BRX Airport | 045b |  | 5.7.70.62 | Luchtroosters | B026383-045b-251-Air Handling Unit | 1 |  | 1 | pcs | 2000 | [9 empty] | 1.5
BAC-1164 | BRX Airport | 045b |  | 5.7.70.62 | Luchtroosters | B026384-045b-251-Air Handling Unit | 1 |  | 1 | pcs | 2000 | [9 empty] | 1.5
BAC-1165 | BRX Airport | 045b |  | 5.7.70.62 | Luchtroosters | B026401-045b-251-Air Handling Unit | 1 |  | 1 | pcs | 2000 | [9 empty] | 1.5
BAC-1166 | BRX Airport | 204g |  | 5.7.70.62 | Luchtroosters | B026537-204g-251-Air Handling Unit | 1 |  | 1 | pcs | 2000 | [9 empty] | 1.5
BAC-1167 | BRX Airport | 204g |  | 5.7.70.62 | Luchtroosters | B026554-204g-251-Air Handling Unit | 1 |  | 1 | pcs | 2000 | [9 empty] | 1.5
BAC-1168 | BRX Airport | 204g |  | 5.7.70.62 | Luchtroosters | B026627-204g-251-Air Handling Unit | 1 |  | 1 | pcs | 2000 | [9 empty] | 1.5
BAC-1169 | BRX Airport | 204g |  | 5.7.70.62 | Luchtroosters | B026649-204g-251-Air Handling Unit | 1 |  | 1 | pcs | 2000 | [9 empty] | 1.5
BAC-1170 | BRX Airport | 045b |  | 5.7.70.62 | Luchtroosters | B026682-045b-251-Air Handling Unit | 1 |  | 1 | pcs | 2000 | [9 empty] | 1.5
BAC-1171 | BRX Airport | 700c |  | 5.7.70.62 | Luchtroosters | B029379-700c-251-Air Handling Unit | 1 |  | 1 | pcs | 2019 | [9 empty] | 1.5
BAC-1172 | BRX Airport | 133 |  | 9.9.90.29 | Hoogtewerker | B018596-133-251-Air Handling Unit | 1 |  | 1 | pcs | 2000 | [9 empty] | 1.5
BAC-1173 | BRX Airport | 133 |  | 9.9.90.29 | Hoogtewerker | B018597-133-251-Air Handling Unit | 1 |  | 1 | pcs | 2000 | [9 empty] | 1.5
BAC-1174 | BRX Airport | 133 |  | 9.9.90.29 | Hoogtewerker | B018638-133-251-Air Handling Unit | 1 |  | 1 | pcs | 2000 | [9 empty] | 1.5
BAC-1175 | BRX Airport | 705 |  | 9.9.90.29 | Hoogtewerker | B023565-705-251-Air Handling Unit | 1 |  | 1 | pcs | 2000 | [9 empty] | 1.5
BAC-1176 | BRX Airport | 706 |  | 9.9.90.29 | Hoogtewerker | B023951-706-251-Air Handling Unit | 1 |  | 1 | pcs | 2012 | [9 empty] | 1.5
BAC-1177 | BRX Airport | 706 |  | 9.9.90.29 | Hoogtewerker | B023952-706-251-Air Handling Unit | 1 |  | 1 | pcs | 2012 | [9 empty] | 1.5
BAC-1178 | BRX Airport | 706 |  | 9.9.90.29 | Hoogtewerker | B023990-706-251-Air Handling Unit | 1 |  | 1 | pcs | 2012 | [9 empty] | 1.5
BAC-1179 | BRX Airport | 706 |  | 9.9.90.29 | Hoogtewerker | B023991-706-251-Air Handling Unit | 1 |  | 1 | pcs | 2012 | [9 empty] | 1.5
BAC-1180 | BRX Airport | 045b |  | 9.9.90.29 | Hoogtewerker | B026290-045b-251-Air Handling Unit | 1 |  | 1 | pcs | 2000 | [9 empty] | 1.5
BAC-1181 | BRX Airport | 045b |  | 9.9.90.29 | Hoogtewerker | B026292-045b-251-Air Handling Unit | 1 |  | 1 | pcs | 2000 | [9 empty] | 1.5
BAC-1182 | BRX Airport | 045b |  | 9.9.90.29 | Hoogtewerker | B026313-045b-251-Air Handling Unit | 1 |  | 1 | pcs | 2000 | [9 empty] | 1.5
BAC-1183 | BRX Airport | 045b |  | 9.9.90.29 | Hoogtewerker | B026314-045b-251-Air Handling Unit | 1 |  | 1 | pcs | 2000 | [9 empty] | 1.5
BAC-1184 | BRX Airport | 045b |  | 9.9.90.29 | Hoogtewerker | B026383-045b-251-Air Handling Unit | 1 |  | 1 | pcs | 2000 | [9 empty] | 1.5
BAC-1185 | BRX Airport | 045b |  | 9.9.90.29 | Hoogtewerker | B026384-045b-251-Air Handling Unit | 1 |  | 1 | pcs | 2000 | [9 empty] | 1.5
BAC-1186 | BRX Airport | 045b |  | 9.9.90.29 | Hoogtewerker | B026401-045b-251-Air Handling Unit | 1 |  | 1 | pcs | 2000 | [9 empty] | 1.5
BAC-1187 | BRX Airport | 204g |  | 9.9.90.29 | Hoogtewerker | B026537-204g-251-Air Handling Unit | 1 |  | 1 | pcs | 2000 | [9 empty] | 1.5
BAC-1188 | BRX Airport | 204g |  | 9.9.90.29 | Hoogtewerker | B026554-204g-251-Air Handling Unit | 1 |  | 1 | pcs | 2000 | [9 empty] | 1.5
BAC-1189 | BRX Airport | 204g |  | 9.9.90.29 | Hoogtewerker | B026627-204g-251-Air Handling Unit | 1 |  | 1 | pcs | 2000 | [9 empty] | 1.5
BAC-1190 | BRX Airport | 204g |  | 9.9.90.29 | Hoogtewerker | B026649-204g-251-Air Handling Unit | 1 |  | 1 | pcs | 2000 | [9 empty] | 1.5
BAC-1191 | BRX Airport | 045b |  | 9.9.90.29 | Hoogtewerker | B026682-045b-251-Air Handling Unit | 1 |  | 1 | pcs | 2000 | [9 empty] | 1.5
BAC-1192 | BRX Airport | 700c |  | 9.9.90.29 | Hoogtewerker | B029379-700c-251-Air Handling Unit | 1 |  | 1 | pcs | 2019 | [9 empty] | 1.5
BAC-1193 | BRX Airport | General |  | 9.0.99.01 | Zout | General | 1 |  | 1000 | kg | 2000 | [9 empty] | 1.5

## AI_BAC_180
UID | Asset_Code | Description | Asset_Code2 | Description2 | Check1 | check2
BAC-0001 | 5.4.21.52 | Klimaatkast met directe expansie - KOUD | #N/A | #N/A | #N/A | #N/A
BAC-0002 | 5.6.12.00 | Convector | #N/A | #N/A | #N/A | #N/A
BAC-0003 | 5.6.12.00 | Convector | #N/A | #N/A | #N/A | #N/A
BAC-0004 | 5.7.61.21 | Warmeluchtgordijn | #N/A | #N/A | #N/A | #N/A
BAC-0005 | 5.6.12.00 | Convector | #N/A | #N/A | #N/A | #N/A
BAC-0006 | 5.4.21.52 | Klimaatkast met directe expansie - KOUD | #N/A | #N/A | #N/A | #N/A
BAC-0007 | 5.7.61.21 | Warmeluchtgordijn | #N/A | #N/A | #N/A | #N/A
BAC-0008 | 5.4.21.52 | Klimaatkast met directe expansie - KOUD | #N/A | #N/A | #N/A | #N/A
BAC-0009 | 5.4.21.52 | Klimaatkast met directe expansie - KOUD | #N/A | #N/A | #N/A | #N/A
BAC-0010 | 5.4.21.52 | Klimaatkast met directe expansie - KOUD | #N/A | #N/A | #N/A | #N/A
BAC-0011 | 5.4.21.52 | Klimaatkast met directe expansie - KOUD | #N/A | #N/A | #N/A | #N/A
BAC-0012 | 5.6.12.00 | Convector | #N/A | #N/A | #N/A | #N/A
BAC-0013 | 5.6.12.00 | Convector | #N/A | #N/A | #N/A | #N/A
BAC-0014 | 5.6.12.00 | Convector | #N/A | #N/A | #N/A | #N/A
BAC-0015 | 5.6.12.00 | Convector | #N/A | #N/A | #N/A | #N/A
BAC-0016 | 5.4.21.52 | Klimaatkast met directe expansie - KOUD | #N/A | #N/A | #N/A | #N/A
BAC-0017 | 5.4.21.52 | Klimaatkast met directe expansie - KOUD | #N/A | #N/A | #N/A | #N/A
BAC-0018 | 5.6.12.00 | Convector | #N/A | #N/A | #N/A | #N/A
BAC-0019 | 5.6.12.00 | Convector | #N/A | #N/A | #N/A | #N/A
BAC-0020 | 5.6.12.00 | Convector | #N/A | #N/A | #N/A | #N/A
BAC-0021 | 5.6.12.00 | Convector | #N/A | #N/A | #N/A | #N/A
BAC-0022 | 5.6.12.00 | Convector | #N/A | #N/A | #N/A | #N/A
BAC-0023 | 5.6.12.00 | Convector | #N/A | #N/A | #N/A | #N/A
BAC-0024 | 5.4.21.52 | Klimaatkast met directe expansie - KOUD | #N/A | #N/A | #N/A | #N/A
BAC-0025 | 5.4.21.52 | Klimaatkast met directe expansie - KOUD | #N/A | #N/A | #N/A | #N/A
BAC-0026 | 5.6.12.00 | Convector | #N/A | #N/A | #N/A | #N/A
BAC-0027 | 5.4.21.52 | Klimaatkast met directe expansie - KOUD | #N/A | #N/A | #N/A | #N/A
BAC-0028 | 5.4.21.52 | Klimaatkast met directe expansie - KOUD | #N/A | #N/A | #N/A | #N/A
BAC-0029 | 5.4.21.52 | Klimaatkast met directe expansie - KOUD | #N/A | #N/A | #N/A | #N/A
BAC-0030 | 5.6.12.00 | Convector | #N/A | #N/A | #N/A | #N/A
BAC-0031 | 5.6.12.00 | Convector | #N/A | #N/A | #N/A | #N/A
BAC-0032 | 5.6.12.00 | Convector | #N/A | #N/A | #N/A | #N/A
BAC-0033 | 5.6.12.00 | Convector | #N/A | #N/A | #N/A | #N/A
BAC-0034 | 5.6.12.00 | Convector | #N/A | #N/A | #N/A | #N/A
BAC-0035 | 5.6.12.00 | Convector | #N/A | #N/A | #N/A | #N/A
BAC-0036 | 5.6.12.00 | Convector | #N/A | #N/A | #N/A | #N/A
BAC-0037 | 5.6.12.00 | Convector | #N/A | #N/A | #N/A | #N/A
BAC-0038 | 5.6.12.00 | Convector | #N/A | #N/A | #N/A | #N/A
BAC-0039 | 5.6.12.00 | Convector | #N/A | #N/A | #N/A | #N/A
BAC-0040 | 5.6.12.00 | Convector | #N/A | #N/A | #N/A | #N/A
BAC-0041 | 5.6.12.00 | Convector | #N/A | #N/A | #N/A | #N/A
BAC-0042 | 5.6.12.00 | Convector | #N/A | #N/A | #N/A | #N/A
BAC-0043 | 5.4.21.52 | Klimaatkast met directe expansie - KOUD | #N/A | #N/A | #N/A | #N/A
BAC-0044 | 5.4.21.52 | Klimaatkast met directe expansie - KOUD | #N/A | #N/A | #N/A | #N/A
BAC-0045 | 5.4.21.52 | Klimaatkast met directe expansie - KOUD | #N/A | #N/A | #N/A | #N/A
BAC-0046 | 5.4.21.52 | Klimaatkast met directe expansie - KOUD | #N/A | #N/A | #N/A | #N/A
BAC-0047 | 5.6.12.00 | Convector | #N/A | #N/A | #N/A | #N/A
BAC-0048 | 5.4.21.52 | Klimaatkast met directe expansie - KOUD | #N/A | #N/A | #N/A | #N/A
BAC-0049 | 5.4.21.52 | Klimaatkast met directe expansie - KOUD | #N/A | #N/A | #N/A | #N/A
BAC-0050 | 5.4.21.52 | Klimaatkast met directe expansie - KOUD | #N/A | #N/A | #N/A | #N/A
BAC-0051 | 5.7.61.12 | Luchtverhitter op hoogte | #N/A | #N/A | #N/A | #N/A
BAC-0052 | 5.4.21.52 | Klimaatkast met directe expansie - KOUD | #N/A | #N/A | #N/A | #N/A
BAC-0053 | 5.4.21.52 | Klimaatkast met directe expansie - KOUD | #N/A | #N/A | #N/A | #N/A
BAC-0054 | 5.4.21.52 | Klimaatkast met directe expansie - KOUD | #N/A | #N/A | #N/A | #N/A
BAC-0055 | 5.4.21.52 | Klimaatkast met directe expansie - KOUD | #N/A | #N/A | #N/A | #N/A
BAC-0056 | 5.4.21.52 | Klimaatkast met directe expansie - KOUD | #N/A | #N/A | #N/A | #N/A
BAC-0057 | 5.4.21.52 | Klimaatkast met directe expansie - KOUD | #N/A | #N/A | #N/A | #N/A
BAC-0058 | 5.4.21.52 | Klimaatkast met directe expansie - KOUD | #N/A | #N/A | #N/A | #N/A
BAC-0059 | 5.4.21.52 | Klimaatkast met directe expansie - KOUD | #N/A | #N/A | #N/A | #N/A
BAC-0060 | 5.4.21.52 | Klimaatkast met directe expansie - KOUD | #N/A | #N/A | #N/A | #N/A
BAC-0061 | 5.4.21.52 | Klimaatkast met directe expansie - KOUD | #N/A | #N/A | #N/A | #N/A
BAC-0062 | 5.4.21.52 | Klimaatkast met directe expansie - KOUD | #N/A | #N/A | #N/A | #N/A
BAC-0063 | 5.4.21.52 | Klimaatkast met directe expansie - KOUD | #N/A | #N/A | #N/A | #N/A
BAC-0064 | 5.4.21.52 | Klimaatkast met directe expansie - KOUD | #N/A | #N/A | #N/A | #N/A
BAC-0065 | 5.4.21.52 | Klimaatkast met directe expansie - KOUD | #N/A | #N/A | #N/A | #N/A
BAC-0066 | 6.1.51.25 | Algemeen laagspanningsbord | #N/A | #N/A | #N/A | #N/A
BAC-0067 | 6.1.51.25 | Algemeen laagspanningsbord | #N/A | #N/A | #N/A | #N/A
BAC-0068 | 5.7.61.12 | Luchtverhitter op hoogte | #N/A | #N/A | #N/A | #N/A
BAC-0069 | 5.7.61.12 | Luchtverhitter op hoogte | #N/A | #N/A | #N/A | #N/A
BAC-0070 | 5.7.61.12 | Luchtverhitter op hoogte | #N/A | #N/A | #N/A | #N/A
BAC-0071 | 5.7.61.12 | Luchtverhitter op hoogte | #N/A | #N/A | #N/A | #N/A
BAC-0072 | 5.7.61.12 | Luchtverhitter op hoogte | #N/A | #N/A | #N/A | #N/A
BAC-0073 | 5.7.61.12 | Luchtverhitter op hoogte | #N/A | #N/A | #N/A | #N/A
BAC-0074 | 5.7.61.12 | Luchtverhitter op hoogte | #N/A | #N/A | #N/A | #N/A
BAC-0075 | 5.7.61.12 | Luchtverhitter op hoogte | #N/A | #N/A | #N/A | #N/A
BAC-0076 | 5.7.61.12 | Luchtverhitter op hoogte | #N/A | #N/A | #N/A | #N/A
BAC-0077 | 5.7.61.12 | Luchtverhitter op hoogte | #N/A | #N/A | #N/A | #N/A
BAC-0078 | 7.3.22.00 | Dampkap - industrieel | #N/A | #N/A | #N/A | #N/A
BAC-0079 | 5.7.61.12 | Luchtverhitter op hoogte | #N/A | #N/A | #N/A | #N/A
BAC-0080 | 6.5.35.06 | Gasdetectie (aardgas CH4) - Dalemans OCTOBUS / OCTOPLUS / U.V6 | #N/A | #N/A | #N/A | #N/A
BAC-0081 | 5.1.21.56 | Gasketel - vloermodel ( = 100 kW) | #N/A | #N/A | #N/A | #N/A
BAC-0082 | 5.1.21.56 | Gasketel - vloermodel ( = 100 kW) | #N/A | #N/A | #N/A | #N/A
BAC-0083 | 5.3.20.30 | Water - circulator | #N/A | #N/A | #N/A | #N/A
BAC-0084 | 5.3.20.30 | Water - circulator | #N/A | #N/A | #N/A | #N/A
BAC-0085 | 5.3.20.30 | Water - circulator | #N/A | #N/A | #N/A | #N/A
BAC-0086 | 5.3.20.30 | Water - circulator | #N/A | #N/A | #N/A | #N/A
BAC-0087 | 5.3.20.03 | Warm water - collector | #N/A | #N/A | #N/A | #N/A
BAC-0088 | 6.1.51.25 | Algemeen laagspanningsbord | #N/A | #N/A | #N/A | #N/A
BAC-0089 | 5.5.12.51 | Kleppen - regelklep | #N/A | #N/A | #N/A | #N/A
BAC-0090 | 5.5.12.51 | Kleppen - regelklep | #N/A | #N/A | #N/A | #N/A
BAC-0091 | 5.5.12.51 | Kleppen - regelklep | #N/A | #N/A | #N/A | #N/A
BAC-0092 | 5.7.70.75 | Brandklep - gemotoriseerd | #N/A | #N/A | #N/A | #N/A
BAC-0093 | 7.3.22.00 | Dampkap - industrieel | #N/A | #N/A | #N/A | #N/A
BAC-0094 | 7.3.22.00 | Dampkap - industrieel | #N/A | #N/A | #N/A | #N/A
BAC-0095 | 5.7.61.12 | Luchtverhitter op hoogte | #N/A | #N/A | #N/A | #N/A
BAC-0096 | 5.4.21.52 | Klimaatkast met directe expansie - KOUD | #N/A | #N/A | #N/A | #N/A
BAC-0097 | 5.4.21.52 | Klimaatkast met directe expansie - KOUD | #N/A | #N/A | #N/A | #N/A
BAC-0098 | 5.4.21.52 | Klimaatkast met directe expansie - KOUD | #N/A | #N/A | #N/A | #N/A
BAC-0099 | 5.4.21.52 | Klimaatkast met directe expansie - KOUD | #N/A | #N/A | #N/A | #N/A
BAC-0100 | 5.4.21.52 | Klimaatkast met directe expansie - KOUD | #N/A | #N/A | #N/A | #N/A
BAC-0101 | 5.4.21.52 | Klimaatkast met directe expansie - KOUD | #N/A | #N/A | #N/A | #N/A
BAC-0102 | 5.4.21.52 | Klimaatkast met directe expansie - KOUD | #N/A | #N/A | #N/A | #N/A
BAC-0103 | 5.4.21.52 | Klimaatkast met directe expansie - KOUD | #N/A | #N/A | #N/A | #N/A
BAC-0104 | 5.1.21.56 | Gasketel - vloermodel ( = 100 kW) | #N/A | #N/A | #N/A | #N/A
BAC-0105 | 5.3.52.20 | Voorfilters | #N/A | #N/A | #N/A | #N/A
BAC-0106 | 5.3.52.20 | Voorfilters | #N/A | #N/A | #N/A | #N/A
BAC-0107 | 5.3.52.20 | Voorfilters | #N/A | #N/A | #N/A | #N/A
BAC-0108 | 5.3.52.20 | Voorfilters | #N/A | #N/A | #N/A | #N/A
BAC-0109 | 5.3.52.20 | Voorfilters | #N/A | #N/A | #N/A | #N/A
BAC-0110 | 5.3.52.20 | Voorfilters | #N/A | #N/A | #N/A | #N/A
BAC-0111 | 5.3.52.20 | Voorfilters | #N/A | #N/A | #N/A | #N/A
BAC-0112 | 5.3.52.20 | Voorfilters | #N/A | #N/A | #N/A | #N/A
BAC-0113 | 5.3.52.20 | Voorfilters | #N/A | #N/A | #N/A | #N/A
BAC-0114 | 5.7.71.84 | EG met menging en luchtfilters | #N/A | #N/A | #N/A | #N/A
BAC-0115 | 5.7.71.84 | EG met menging en luchtfilters | #N/A | #N/A | #N/A | #N/A
BAC-0116 | 5.4.21.52 | Klimaatkast met directe expansie - KOUD | #N/A | #N/A | #N/A | #N/A
BAC-0117 | 5.4.21.52 | Klimaatkast met directe expansie - KOUD | #N/A | #N/A | #N/A | #N/A
BAC-0118 | 5.4.21.52 | Klimaatkast met directe expansie - KOUD | #N/A | #N/A | #N/A | #N/A
BAC-0119 | 5.4.21.52 | Klimaatkast met directe expansie - KOUD | #N/A | #N/A | #N/A | #N/A
BAC-0120 | 7.3.12.37 | Perslucht reservoir | #N/A | #N/A | #N/A | #N/A
BAC-0121 | 5.3.20.03 | Warm water - collector | #N/A | #N/A | #N/A | #N/A
BAC-0122 | 5.7.61.12 | Luchtverhitter op hoogte | #N/A | #N/A | #N/A | #N/A
BAC-0123 | 5.7.71.84 | EG met menging en luchtfilters | #N/A | #N/A | #N/A | #N/A
BAC-0124 | 6.5.35.06 | Gasdetectie (aardgas CH4) - Dalemans OCTOBUS / OCTOPLUS / U.V6 | #N/A | #N/A | #N/A | #N/A
BAC-0125 | 5.7.61.12 | Luchtverhitter op hoogte | #N/A | #N/A | #N/A | #N/A
BAC-0126 | 5.4.21.52 | Klimaatkast met directe expansie - KOUD | #N/A | #N/A | #N/A | #N/A
BAC-0127 | 5.4.21.52 | Klimaatkast met directe expansie - KOUD | #N/A | #N/A | #N/A | #N/A
BAC-0128 | 5.4.21.52 | Klimaatkast met directe expansie - KOUD | #N/A | #N/A | #N/A | #N/A
BAC-0129 | 5.4.21.52 | Klimaatkast met directe expansie - KOUD | #N/A | #N/A | #N/A | #N/A
BAC-0130 | 5.4.21.52 | Klimaatkast met directe expansie - KOUD | #N/A | #N/A | #N/A | #N/A
BAC-0131 | 5.7.71.84 | EG met menging en luchtfilters | #N/A | #N/A | #N/A | #N/A
BAC-0132 | 5.7.71.40 | Ventiloconvector wandmodel | #N/A | #N/A | #N/A | #N/A
BAC-0133 | 5.7.71.40 | Ventiloconvector wandmodel | #N/A | #N/A | #N/A | #N/A
BAC-0134 | 5.7.71.40 | Ventiloconvector wandmodel | #N/A | #N/A | #N/A | #N/A
BAC-0135 | 5.7.71.40 | Ventiloconvector wandmodel | #N/A | #N/A | #N/A | #N/A
BAC-0136 | 5.7.71.40 | Ventiloconvector wandmodel | #N/A | #N/A | #N/A | #N/A
BAC-0137 | 5.7.71.40 | Ventiloconvector wandmodel | #N/A | #N/A | #N/A | #N/A
BAC-0138 | 5.6.12.00 | Convector | #N/A | #N/A | #N/A | #N/A
BAC-0139 | 5.6.12.00 | Convector | #N/A | #N/A | #N/A | #N/A
BAC-0140 | 5.4.21.52 | Klimaatkast met directe expansie - KOUD | #N/A | #N/A | #N/A | #N/A
BAC-0141 | 5.7.61.21 | Warmeluchtgordijn | #N/A | #N/A | #N/A | #N/A
BAC-0142 | 5.7.61.21 | Warmeluchtgordijn | #N/A | #N/A | #N/A | #N/A
BAC-0143 | 5.7.61.21 | Warmeluchtgordijn | #N/A | #N/A | #N/A | #N/A
BAC-0144 | 5.4.21.52 | Klimaatkast met directe expansie - KOUD | #N/A | #N/A | #N/A | #N/A
BAC-0145 | 5.4.21.52 | Klimaatkast met directe expansie - KOUD | #N/A | #N/A | #N/A | #N/A
BAC-0146 | 5.4.21.52 | Klimaatkast met directe expansie - KOUD | #N/A | #N/A | #N/A | #N/A
BAC-0147 | 5.7.61.12 | Luchtverhitter op hoogte | #N/A | #N/A | #N/A | #N/A
BAC-0148 | 5.7.61.12 | Luchtverhitter op hoogte | #N/A | #N/A | #N/A | #N/A
BAC-0149 | 5.7.61.12 | Luchtverhitter op hoogte | #N/A | #N/A | #N/A | #N/A
BAC-0150 | 5.7.71.91 | PG 2 batt. zonder bevochtiger | #N/A | #N/A | #N/A | #N/A
BAC-0151 | 5.6.12.00 | Convector | #N/A | #N/A | #N/A | #N/A
BAC-0152 | 5.6.12.00 | Convector | #N/A | #N/A | #N/A | #N/A
BAC-0153 | 5.6.12.00 | Convector | #N/A | #N/A | #N/A | #N/A
BAC-0154 | 5.6.12.00 | Convector | #N/A | #N/A | #N/A | #N/A
BAC-0155 | 5.6.12.00 | Convector | #N/A | #N/A | #N/A | #N/A
BAC-0156 | 5.6.12.00 | Convector | #N/A | #N/A | #N/A | #N/A
BAC-0157 | 5.6.12.00 | Convector | #N/A | #N/A | #N/A | #N/A
BAC-0158 | 5.4.21.52 | Klimaatkast met directe expansie - KOUD | #N/A | #N/A | #N/A | #N/A
BAC-0159 | 5.4.21.52 | Klimaatkast met directe expansie - KOUD | #N/A | #N/A | #N/A | #N/A
BAC-0160 | 5.6.12.00 | Convector | #N/A | #N/A | #N/A | #N/A
BAC-0161 | 5.4.21.52 | Klimaatkast met directe expansie - KOUD | #N/A | #N/A | #N/A | #N/A
BAC-0162 | 5.4.21.52 | Klimaatkast met directe expansie - KOUD | #N/A | #N/A | #N/A | #N/A
BAC-0163 | 5.6.12.00 | Convector | #N/A | #N/A | #N/A | #N/A
BAC-0164 | 5.4.21.52 | Klimaatkast met directe expansie - KOUD | #N/A | #N/A | #N/A | #N/A
BAC-0165 | 5.4.21.52 | Klimaatkast met directe expansie - KOUD | #N/A | #N/A | #N/A | #N/A
BAC-0166 | 5.6.12.00 | Convector | #N/A | #N/A | #N/A | #N/A
BAC-0167 | 5.7.61.12 | Luchtverhitter op hoogte | #N/A | #N/A | #N/A | #N/A
BAC-0168 | 5.6.12.00 | Convector | #N/A | #N/A | #N/A | #N/A
BAC-0169 | 5.7.61.12 | Luchtverhitter op hoogte | #N/A | #N/A | #N/A | #N/A
BAC-0170 | 5.6.12.00 | Convector | #N/A | #N/A | #N/A | #N/A
BAC-0171 | 5.6.12.00 | Convector | #N/A | #N/A | #N/A | #N/A
BAC-0172 | 5.4.21.52 | Klimaatkast met directe expansie - KOUD | #N/A | #N/A | #N/A | #N/A
BAC-0173 | 5.4.21.52 | Klimaatkast met directe expansie - KOUD | #N/A | #N/A | #N/A | #N/A
BAC-0174 | 5.4.21.52 | Klimaatkast met directe expansie - KOUD | #N/A | #N/A | #N/A | #N/A
BAC-0175 | 5.4.21.52 | Klimaatkast met directe expansie - KOUD | #N/A | #N/A | #N/A | #N/A
BAC-0176 | 5.4.21.52 | Klimaatkast met directe expansie - KOUD | #N/A | #N/A | #N/A | #N/A
BAC-0177 | 5.4.21.52 | Klimaatkast met directe expansie - KOUD | #N/A | #N/A | #N/A | #N/A
BAC-0178 | 5.4.21.52 | Klimaatkast met directe expansie - KOUD | #N/A | #N/A | #N/A | #N/A
BAC-0179 | 5.4.21.52 | Klimaatkast met directe expansie - KOUD | #N/A | #N/A | #N/A | #N/A
BAC-0180 | 5.4.21.52 | Klimaatkast met directe expansie - KOUD | #N/A | #N/A | #N/A | #N/A
BAC-0181 | 5.6.12.00 | Convector | #N/A | #N/A | #N/A | #N/A
BAC-0182 | 5.6.12.00 | Convector | #N/A | #N/A | #N/A | #N/A
BAC-0183 | 5.4.21.52 | Klimaatkast met directe expansie - KOUD | #N/A | #N/A | #N/A | #N/A
BAC-0184 | 5.4.21.52 | Klimaatkast met directe expansie - KOUD | #N/A | #N/A | #N/A | #N/A
BAC-0185 | 5.4.21.52 | Klimaatkast met directe expansie - KOUD | #N/A | #N/A | #N/A | #N/A
BAC-0186 | 5.4.21.52 | Klimaatkast met directe expansie - KOUD | #N/A | #N/A | #N/A | #N/A
BAC-0187 | 5.4.21.52 | Klimaatkast met directe expansie - KOUD | #N/A | #N/A | #N/A | #N/A
BAC-0188 | 5.4.21.52 | Klimaatkast met directe expansie - KOUD | #N/A | #N/A | #N/A | #N/A
BAC-0189 | 5.6.12.00 | Convector | #N/A | #N/A | #N/A | #N/A
BAC-0190 | 5.7.61.12 | Luchtverhitter op hoogte | #N/A | #N/A | #N/A | #N/A
BAC-0191 | 5.7.61.12 | Luchtverhitter op hoogte | #N/A | #N/A | #N/A | #N/A
BAC-0192 | 5.4.21.52 | Klimaatkast met directe expansie - KOUD | #N/A | #N/A | #N/A | #N/A
BAC-0193 | 5.4.21.52 | Klimaatkast met directe expansie - KOUD | #N/A | #N/A | #N/A | #N/A
BAC-0194 | 5.4.21.52 | Klimaatkast met directe expansie - KOUD | #N/A | #N/A | #N/A | #N/A
BAC-0195 | 5.4.21.52 | Klimaatkast met directe expansie - KOUD | #N/A | #N/A | #N/A | #N/A
BAC-0196 | 5.4.21.52 | Klimaatkast met directe expansie - KOUD | #N/A | #N/A | #N/A | #N/A
BAC-0197 | 5.4.21.52 | Klimaatkast met directe expansie - KOUD | #N/A | #N/A | #N/A | #N/A
BAC-0198 | 5.4.21.52 | Klimaatkast met directe expansie - KOUD | #N/A | #N/A | #N/A | #N/A
BAC-0199 | 5.4.21.52 | Klimaatkast met directe expansie - KOUD | #N/A | #N/A | #N/A | #N/A
BAC-0200 | 5.4.21.52 | Klimaatkast met directe expansie - KOUD | #N/A | #N/A | #N/A | #N/A
BAC-0201 | 5.4.21.52 | Klimaatkast met directe expansie - KOUD | #N/A | #N/A | #N/A | #N/A
BAC-0202 | 5.4.21.52 | Klimaatkast met directe expansie - KOUD | #N/A | #N/A | #N/A | #N/A
BAC-0203 | 5.7.61.12 | Luchtverhitter op hoogte | #N/A | #N/A | #N/A | #N/A
BAC-0204 | 5.7.61.12 | Luchtverhitter op hoogte | #N/A | #N/A | #N/A | #N/A
BAC-0205 | 5.4.21.52 | Klimaatkast met directe expansie - KOUD | #N/A | #N/A | #N/A | #N/A
BAC-0206 | 5.4.21.52 | Klimaatkast met directe expansie - KOUD | #N/A | #N/A | #N/A | #N/A
BAC-0207 | 5.4.21.52 | Klimaatkast met directe expansie - KOUD | #N/A | #N/A | #N/A | #N/A
BAC-0208 | 5.4.21.52 | Klimaatkast met directe expansie - KOUD | #N/A | #N/A | #N/A | #N/A
BAC-0209 | 5.4.21.52 | Klimaatkast met directe expansie - KOUD | #N/A | #N/A | #N/A | #N/A
BAC-0210 | 5.4.21.52 | Klimaatkast met directe expansie - KOUD | #N/A | #N/A | #N/A | #N/A
BAC-0211 | 5.4.21.52 | Klimaatkast met directe expansie - KOUD | #N/A | #N/A | #N/A | #N/A
BAC-0212 | 5.4.21.52 | Klimaatkast met directe expansie - KOUD | #N/A | #N/A | #N/A | #N/A
BAC-0213 | 5.4.21.52 | Klimaatkast met directe expansie - KOUD | #N/A | #N/A | #N/A | #N/A
BAC-0214 | 5.4.21.52 | Klimaatkast met directe expansie - KOUD | #N/A | #N/A | #N/A | #N/A
BAC-0215 | 5.4.21.52 | Klimaatkast met directe expansie - KOUD | #N/A | #N/A | #N/A | #N/A
BAC-0216 | 5.4.21.52 | Klimaatkast met directe expansie - KOUD | #N/A | #N/A | #N/A | #N/A
BAC-0217 | 6.1.51.25 | Algemeen laagspanningsbord | #N/A | #N/A | #N/A | #N/A
BAC-0218 | 6.1.51.25 | Algemeen laagspanningsbord | #N/A | #N/A | #N/A | #N/A
BAC-0219 | 7.3.12.37 | Perslucht reservoir | #N/A | #N/A | #N/A | #N/A
BAC-0220 | 5.1.21.56 | Gasketel - vloermodel ( = 100 kW) | #N/A | #N/A | #N/A | #N/A
BAC-0221 | 5.1.21.56 | Gasketel - vloermodel ( = 100 kW) | #N/A | #N/A | #N/A | #N/A
BAC-0222 | 7.3.12.37 | Perslucht reservoir | #N/A | #N/A | #N/A | #N/A
BAC-0223 | 7.3.12.37 | Perslucht reservoir | #N/A | #N/A | #N/A | #N/A
BAC-0224 | 5.3.20.30 | Water - circulator | #N/A | #N/A | #N/A | #N/A
BAC-0225 | 5.3.20.30 | Water - circulator | #N/A | #N/A | #N/A | #N/A
BAC-0226 | 5.3.20.30 | Water - circulator | #N/A | #N/A | #N/A | #N/A
BAC-0227 | 5.3.20.30 | Water - circulator | #N/A | #N/A | #N/A | #N/A
BAC-0228 | 5.3.20.30 | Water - circulator | #N/A | #N/A | #N/A | #N/A
BAC-0229 | 5.3.20.30 | Water - circulator | #N/A | #N/A | #N/A | #N/A
BAC-0230 | 5.3.20.30 | Water - circulator | #N/A | #N/A | #N/A | #N/A
BAC-0231 | 5.5.12.51 | Kleppen - regelklep | #N/A | #N/A | #N/A | #N/A
BAC-0232 | 5.5.12.51 | Kleppen - regelklep | #N/A | #N/A | #N/A | #N/A
BAC-0233 | 5.5.12.51 | Kleppen - regelklep | #N/A | #N/A | #N/A | #N/A
BAC-0234 | 5.5.12.51 | Kleppen - regelklep | #N/A | #N/A | #N/A | #N/A
BAC-0235 | 5.5.12.51 | Kleppen - regelklep | #N/A | #N/A | #N/A | #N/A
BAC-0236 | 5.5.12.51 | Kleppen - regelklep | #N/A | #N/A | #N/A | #N/A
BAC-0237 | 5.5.12.51 | Kleppen - regelklep | #N/A | #N/A | #N/A | #N/A
BAC-0238 | 5.5.12.51 | Kleppen - regelklep | #N/A | #N/A | #N/A | #N/A
BAC-0239 | 5.5.12.51 | Kleppen - regelklep | #N/A | #N/A | #N/A | #N/A
BAC-0240 | 5.5.12.51 | Kleppen - regelklep | #N/A | #N/A | #N/A | #N/A
BAC-0241 | 5.5.12.51 | Kleppen - regelklep | #N/A | #N/A | #N/A | #N/A
BAC-0242 | 5.3.20.03 | Warm water - collector | #N/A | #N/A | #N/A | #N/A
BAC-0243 | 5.4.21.52 | Klimaatkast met directe expansie - KOUD | #N/A | #N/A | #N/A | #N/A
BAC-0244 | 5.4.21.52 | Klimaatkast met directe expansie - KOUD | #N/A | #N/A | #N/A | #N/A
BAC-0245 | 5.4.21.52 | Klimaatkast met directe expansie - KOUD | #N/A | #N/A | #N/A | #N/A
BAC-0246 | 5.4.21.52 | Klimaatkast met directe expansie - KOUD | #N/A | #N/A | #N/A | #N/A
BAC-0247 | 5.4.21.52 | Klimaatkast met directe expansie - KOUD | #N/A | #N/A | #N/A | #N/A
BAC-0248 | 5.6.12.00 | Convector | #N/A | #N/A | #N/A | #N/A
BAC-0249 | 5.6.12.00 | Convector | #N/A | #N/A | #N/A | #N/A
BAC-0250 | 5.4.21.52 | Klimaatkast met directe expansie - KOUD | #N/A | #N/A | #N/A | #N/A
BAC-0251 | 5.4.21.52 | Klimaatkast met directe expansie - KOUD | #N/A | #N/A | #N/A | #N/A
BAC-0252 | 5.4.21.52 | Klimaatkast met directe expansie - KOUD | #N/A | #N/A | #N/A | #N/A
BAC-0253 | 5.4.21.52 | Klimaatkast met directe expansie - KOUD | #N/A | #N/A | #N/A | #N/A
BAC-0254 | 5.6.12.00 | Convector | #N/A | #N/A | #N/A | #N/A
BAC-0255 | 5.6.12.00 | Convector | #N/A | #N/A | #N/A | #N/A
BAC-0256 | 5.4.21.52 | Klimaatkast met directe expansie - KOUD | #N/A | #N/A | #N/A | #N/A
BAC-0257 | 5.4.21.52 | Klimaatkast met directe expansie - KOUD | #N/A | #N/A | #N/A | #N/A
BAC-0258 | 5.4.21.52 | Klimaatkast met directe expansie - KOUD | #N/A | #N/A | #N/A | #N/A
BAC-0259 | 5.4.21.52 | Klimaatkast met directe expansie - KOUD | #N/A | #N/A | #N/A | #N/A
BAC-0260 | 5.6.12.00 | Convector | #N/A | #N/A | #N/A | #N/A
BAC-0261 | 5.4.21.52 | Klimaatkast met directe expansie - KOUD | #N/A | #N/A | #N/A | #N/A
BAC-0262 | 7.3.12.32 | Luchtcompressor | #N/A | #N/A | #N/A | #N/A
BAC-0263 | 5.4.21.52 | Klimaatkast met directe expansie - KOUD | #N/A | #N/A | #N/A | #N/A
BAC-0264 | 5.3.20.30 | Water - circulator | #N/A | #N/A | #N/A | #N/A
BAC-0265 | 5.3.20.30 | Water - circulator | #N/A | #N/A | #N/A | #N/A
BAC-0266 | 5.5.12.51 | Kleppen - regelklep | #N/A | #N/A | #N/A | #N/A
BAC-0267 | 5.5.12.51 | Kleppen - regelklep | #N/A | #N/A | #N/A | #N/A
BAC-0268 | 5.5.12.51 | Kleppen - regelklep | #N/A | #N/A | #N/A | #N/A
BAC-0269 | 5.5.12.51 | Kleppen - regelklep | #N/A | #N/A | #N/A | #N/A
BAC-0270 | 5.5.12.51 | Kleppen - regelklep | #N/A | #N/A | #N/A | #N/A
BAC-0271 | 5.5.12.51 | Kleppen - regelklep | #N/A | #N/A | #N/A | #N/A
BAC-0272 | 5.5.12.51 | Kleppen - regelklep | #N/A | #N/A | #N/A | #N/A
BAC-0273 | 5.3.20.03 | Warm water - collector | #N/A | #N/A | #N/A | #N/A
BAC-0274 | 5.6.12.00 | Convector | #N/A | #N/A | #N/A | #N/A
BAC-0275 | 5.6.12.00 | Convector | #N/A | #N/A | #N/A | #N/A
BAC-0276 | 5.4.21.52 | Klimaatkast met directe expansie - KOUD | #N/A | #N/A | #N/A | #N/A
BAC-0277 | 5.4.21.52 | Klimaatkast met directe expansie - KOUD | #N/A | #N/A | #N/A | #N/A
BAC-0278 | 5.4.21.52 | Klimaatkast met directe expansie - KOUD | #N/A | #N/A | #N/A | #N/A
BAC-0279 | 5.4.21.52 | Klimaatkast met directe expansie - KOUD | #N/A | #N/A | #N/A | #N/A
BAC-0280 | 5.4.21.52 | Klimaatkast met directe expansie - KOUD | #N/A | #N/A | #N/A | #N/A
BAC-0281 | 5.4.21.52 | Klimaatkast met directe expansie - KOUD | #N/A | #N/A | #N/A | #N/A
BAC-0282 | 5.4.21.52 | Klimaatkast met directe expansie - KOUD | #N/A | #N/A | #N/A | #N/A
BAC-0283 | 5.4.21.52 | Klimaatkast met directe expansie - KOUD | #N/A | #N/A | #N/A | #N/A
BAC-0284 | 5.1.29.27 | Stookolietank bovengronds - Waals gewest = 3000 L 25000 L | #N/A | #N/A | #N/A | #N/A
BAC-0285 | 5.3.20.30 | Water - circulator | #N/A | #N/A | #N/A | #N/A
BAC-0286 | 5.1.21.56 | Gasketel - vloermodel ( = 100 kW) | #N/A | #N/A | #N/A | #N/A
BAC-0287 | 7.3.12.37 | Perslucht reservoir | #N/A | #N/A | #N/A | #N/A
BAC-0288 | 5.6.12.00 | Convector | #N/A | #N/A | #N/A | #N/A
BAC-0289 | 5.6.12.00 | Convector | #N/A | #N/A | #N/A | #N/A
BAC-0290 | 5.6.12.00 | Convector | #N/A | #N/A | #N/A | #N/A
BAC-0291 | 5.4.21.52 | Klimaatkast met directe expansie - KOUD | #N/A | #N/A | #N/A | #N/A
BAC-0292 | 5.6.12.00 | Convector | #N/A | #N/A | #N/A | #N/A
BAC-0293 | 5.6.12.00 | Convector | #N/A | #N/A | #N/A | #N/A
BAC-0294 | 5.6.12.00 | Convector | #N/A | #N/A | #N/A | #N/A
BAC-0295 | 5.7.61.21 | Warmeluchtgordijn | #N/A | #N/A | #N/A | #N/A
BAC-0296 | 5.7.61.21 | Warmeluchtgordijn | #N/A | #N/A | #N/A | #N/A
BAC-0297 | 5.4.21.52 | Klimaatkast met directe expansie - KOUD | #N/A | #N/A | #N/A | #N/A
BAC-0298 | 5.4.21.52 | Klimaatkast met directe expansie - KOUD | #N/A | #N/A | #N/A | #N/A
BAC-0299 | 5.4.21.52 | Klimaatkast met directe expansie - KOUD | #N/A | #N/A | #N/A | #N/A
BAC-0300 | 5.4.21.52 | Klimaatkast met directe expansie - KOUD | #N/A | #N/A | #N/A | #N/A
BAC-0301 | 5.6.12.00 | Convector | #N/A | #N/A | #N/A | #N/A
BAC-0302 | 5.4.21.52 | Klimaatkast met directe expansie - KOUD | #N/A | #N/A | #N/A | #N/A
BAC-0303 | 5.7.61.21 | Warmeluchtgordijn | #N/A | #N/A | #N/A | #N/A
BAC-0304 | 5.7.61.21 | Warmeluchtgordijn | #N/A | #N/A | #N/A | #N/A
BAC-0305 | 5.4.21.52 | Klimaatkast met directe expansie - KOUD | #N/A | #N/A | #N/A | #N/A
BAC-0306 | 5.4.21.52 | Klimaatkast met directe expansie - KOUD | #N/A | #N/A | #N/A | #N/A
BAC-0307 | 5.6.12.00 | Convector | #N/A | #N/A | #N/A | #N/A
BAC-0308 | 5.6.12.00 | Convector | #N/A | #N/A | #N/A | #N/A
BAC-0309 | 5.4.21.52 | Klimaatkast met directe expansie - KOUD | #N/A | #N/A | #N/A | #N/A
BAC-0310 | 5.4.21.52 | Klimaatkast met directe expansie - KOUD | #N/A | #N/A | #N/A | #N/A
BAC-0311 | 5.7.71.41 | Ventiloconvector vloermodel | #N/A | #N/A | #N/A | #N/A
BAC-0312 | 5.4.21.52 | Klimaatkast met directe expansie - KOUD | #N/A | #N/A | #N/A | #N/A
BAC-0313 | 5.7.71.41 | Ventiloconvector vloermodel | #N/A | #N/A | #N/A | #N/A
BAC-0314 | 5.3.20.30 | Water - circulator | #N/A | #N/A | #N/A | #N/A
BAC-0315 | 5.3.20.30 | Water - circulator | #N/A | #N/A | #N/A | #N/A
BAC-0316 | 5.7.71.41 | Ventiloconvector vloermodel | #N/A | #N/A | #N/A | #N/A
BAC-0317 | 5.7.71.41 | Ventiloconvector vloermodel | #N/A | #N/A | #N/A | #N/A
BAC-0318 | 5.4.21.52 | Klimaatkast met directe expansie - KOUD | #N/A | #N/A | #N/A | #N/A
BAC-0319 | 5.4.21.52 | Klimaatkast met directe expansie - KOUD | #N/A | #N/A | #N/A | #N/A
BAC-0320 | 5.4.21.52 | Klimaatkast met directe expansie - KOUD | #N/A | #N/A | #N/A | #N/A
BAC-0321 | 5.4.21.52 | Klimaatkast met directe expansie - KOUD | #N/A | #N/A | #N/A | #N/A
BAC-0322 | 5.4.21.52 | Klimaatkast met directe expansie - KOUD | #N/A | #N/A | #N/A | #N/A
BAC-0323 | 5.4.21.52 | Klimaatkast met directe expansie - KOUD | #N/A | #N/A | #N/A | #N/A
BAC-0324 | 5.6.12.00 | Convector | #N/A | #N/A | #N/A | #N/A
BAC-0325 | 5.6.12.00 | Convector | #N/A | #N/A | #N/A | #N/A
BAC-0326 | 5.4.21.52 | Klimaatkast met directe expansie - KOUD | #N/A | #N/A | #N/A | #N/A
BAC-0327 | 5.6.12.00 | Convector | #N/A | #N/A | #N/A | #N/A
BAC-0328 | 5.4.21.52 | Klimaatkast met directe expansie - KOUD | #N/A | #N/A | #N/A | #N/A
BAC-0329 | 5.4.21.52 | Klimaatkast met directe expansie - KOUD | #N/A | #N/A | #N/A | #N/A
BAC-0330 | 5.4.21.52 | Klimaatkast met directe expansie - KOUD | #N/A | #N/A | #N/A | #N/A
BAC-0331 | 5.4.21.52 | Klimaatkast met directe expansie - KOUD | #N/A | #N/A | #N/A | #N/A
BAC-0332 | 5.4.21.52 | Klimaatkast met directe expansie - KOUD | #N/A | #N/A | #N/A | #N/A
BAC-0333 | 5.4.21.52 | Klimaatkast met directe expansie - KOUD | #N/A | #N/A | #N/A | #N/A
BAC-0334 | 5.4.21.52 | Klimaatkast met directe expansie - KOUD | #N/A | #N/A | #N/A | #N/A
BAC-0335 | 5.4.21.52 | Klimaatkast met directe expansie - KOUD | #N/A | #N/A | #N/A | #N/A
BAC-0336 | 5.4.21.52 | Klimaatkast met directe expansie - KOUD | #N/A | #N/A | #N/A | #N/A
BAC-0337 | 5.4.21.52 | Klimaatkast met directe expansie - KOUD | #N/A | #N/A | #N/A | #N/A
BAC-0338 | 5.4.21.52 | Klimaatkast met directe expansie - KOUD | #N/A | #N/A | #N/A | #N/A
BAC-0339 | 5.4.21.52 | Klimaatkast met directe expansie - KOUD | #N/A | #N/A | #N/A | #N/A
BAC-0340 | 5.4.21.52 | Klimaatkast met directe expansie - KOUD | #N/A | #N/A | #N/A | #N/A
BAC-0341 | 5.7.61.21 | Warmeluchtgordijn | #N/A | #N/A | #N/A | #N/A
BAC-0342 | 5.4.21.52 | Klimaatkast met directe expansie - KOUD | #N/A | #N/A | #N/A | #N/A
BAC-0343 | 5.4.21.52 | Klimaatkast met directe expansie - KOUD | #N/A | #N/A | #N/A | #N/A
BAC-0344 | 5.6.12.00 | Convector | #N/A | #N/A | #N/A | #N/A
BAC-0345 | 5.6.12.00 | Convector | #N/A | #N/A | #N/A | #N/A
BAC-0346 | 5.6.12.00 | Convector | #N/A | #N/A | #N/A | #N/A
BAC-0347 | 5.7.61.12 | Luchtverhitter op hoogte | #N/A | #N/A | #N/A | #N/A
BAC-0348 | 5.4.21.52 | Klimaatkast met directe expansie - KOUD | #N/A | #N/A | #N/A | #N/A
BAC-0349 | 5.4.21.52 | Klimaatkast met directe expansie - KOUD | #N/A | #N/A | #N/A | #N/A
BAC-0350 | 5.6.12.00 | Convector | #N/A | #N/A | #N/A | #N/A
BAC-0351 | 5.7.61.12 | Luchtverhitter op hoogte | #N/A | #N/A | #N/A | #N/A
BAC-0352 | 5.6.12.00 | Convector | #N/A | #N/A | #N/A | #N/A
BAC-0353 | 5.4.21.52 | Klimaatkast met directe expansie - KOUD | #N/A | #N/A | #N/A | #N/A
BAC-0354 | 5.4.21.52 | Klimaatkast met directe expansie - KOUD | #N/A | #N/A | #N/A | #N/A
BAC-0355 | 5.6.12.00 | Convector | #N/A | #N/A | #N/A | #N/A
BAC-0356 | 5.6.12.00 | Convector | #N/A | #N/A | #N/A | #N/A
BAC-0357 | 5.4.21.52 | Klimaatkast met directe expansie - KOUD | #N/A | #N/A | #N/A | #N/A
BAC-0358 | 5.4.21.52 | Klimaatkast met directe expansie - KOUD | #N/A | #N/A | #N/A | #N/A
BAC-0359 | 5.4.21.52 | Klimaatkast met directe expansie - KOUD | #N/A | #N/A | #N/A | #N/A
BAC-0360 | 5.4.21.52 | Klimaatkast met directe expansie - KOUD | #N/A | #N/A | #N/A | #N/A
BAC-0361 | 5.4.21.52 | Klimaatkast met directe expansie - KOUD | #N/A | #N/A | #N/A | #N/A
BAC-0362 | 5.6.12.00 | Convector | #N/A | #N/A | #N/A | #N/A
BAC-0363 | 5.6.12.00 | Convector | #N/A | #N/A | #N/A | #N/A
BAC-0364 | 5.6.12.00 | Convector | #N/A | #N/A | #N/A | #N/A
BAC-0365 | 5.7.71.91 | PG 2 batt. zonder bevochtiger | #N/A | #N/A | #N/A | #N/A
BAC-0366 | 5.3.20.30 | Water - circulator | #N/A | #N/A | #N/A | #N/A
BAC-0367 | 5.3.20.30 | Water - circulator | #N/A | #N/A | #N/A | #N/A
BAC-0368 | 5.3.20.30 | Water - circulator | #N/A | #N/A | #N/A | #N/A
BAC-0369 | 5.3.20.30 | Water - circulator | #N/A | #N/A | #N/A | #N/A
BAC-0370 | 5.3.20.30 | Water - circulator | #N/A | #N/A | #N/A | #N/A
BAC-0371 | 5.3.20.30 | Water - circulator | #N/A | #N/A | #N/A | #N/A
BAC-0372 | 5.3.20.30 | Water - circulator | #N/A | #N/A | #N/A | #N/A
BAC-0373 | 5.3.20.30 | Water - circulator | #N/A | #N/A | #N/A | #N/A
BAC-0374 | 5.3.20.30 | Water - circulator | #N/A | #N/A | #N/A | #N/A
BAC-0375 | 5.3.20.30 | Water - circulator | #N/A | #N/A | #N/A | #N/A
BAC-0376 | 5.3.20.30 | Water - circulator | #N/A | #N/A | #N/A | #N/A
BAC-0377 | 5.3.20.30 | Water - circulator | #N/A | #N/A | #N/A | #N/A
BAC-0378 | 5.3.20.30 | Water - circulator | #N/A | #N/A | #N/A | #N/A
BAC-0379 | 5.3.20.30 | Water - circulator | #N/A | #N/A | #N/A | #N/A
BAC-0380 | 5.3.20.30 | Water - circulator | #N/A | #N/A | #N/A | #N/A
BAC-0381 | 5.7.71.91 | PG 2 batt. zonder bevochtiger | #N/A | #N/A | #N/A | #N/A
BAC-0382 | 7.3.12.32 | Luchtcompressor | #N/A | #N/A | #N/A | #N/A
BAC-0383 | 7.3.12.32 | Luchtcompressor | #N/A | #N/A | #N/A | #N/A
BAC-0384 | 7.3.12.37 | Perslucht reservoir | #N/A | #N/A | #N/A | #N/A
BAC-0385 | 5.3.23.01 | Warm water - buizenwisselaar | #N/A | #N/A | #N/A | #N/A
BAC-0386 | 5.3.23.01 | Warm water - buizenwisselaar | #N/A | #N/A | #N/A | #N/A
BAC-0387 | 5.7.71.91 | PG 2 batt. zonder bevochtiger | #N/A | #N/A | #N/A | #N/A
BAC-0388 | 6.1.51.25 | Algemeen laagspanningsbord | #N/A | #N/A | #N/A | #N/A
BAC-0389 | 6.1.51.25 | Algemeen laagspanningsbord | #N/A | #N/A | #N/A | #N/A
BAC-0390 | 5.7.71.91 | PG 2 batt. zonder bevochtiger | #N/A | #N/A | #N/A | #N/A
BAC-0391 | 5.7.71.91 | PG 2 batt. zonder bevochtiger | #N/A | #N/A | #N/A | #N/A
BAC-0392 | 5.7.71.91 | PG 2 batt. zonder bevochtiger | #N/A | #N/A | #N/A | #N/A
BAC-0393 | 5.7.71.91 | PG 2 batt. zonder bevochtiger | #N/A | #N/A | #N/A | #N/A
BAC-0394 | 6.1.51.25 | Algemeen laagspanningsbord | #N/A | #N/A | #N/A | #N/A
BAC-0395 | 5.7.71.91 | PG 2 batt. zonder bevochtiger | #N/A | #N/A | #N/A | #N/A
BAC-0396 | 5.7.71.91 | PG 2 batt. zonder bevochtiger | #N/A | #N/A | #N/A | #N/A
BAC-0397 | 5.7.71.91 | PG 2 batt. zonder bevochtiger | #N/A | #N/A | #N/A | #N/A
BAC-0398 | 6.1.51.25 | Algemeen laagspanningsbord | #N/A | #N/A | #N/A | #N/A
BAC-0399 | 5.7.71.91 | PG 2 batt. zonder bevochtiger | #N/A | #N/A | #N/A | #N/A
BAC-0400 | 5.7.71.91 | PG 2 batt. zonder bevochtiger | #N/A | #N/A | #N/A | #N/A
BAC-0401 | 5.7.71.91 | PG 2 batt. zonder bevochtiger | #N/A | #N/A | #N/A | #N/A
BAC-0402 | 6.1.51.25 | Algemeen laagspanningsbord | #N/A | #N/A | #N/A | #N/A
BAC-0403 | 6.1.51.25 | Algemeen laagspanningsbord | #N/A | #N/A | #N/A | #N/A
BAC-0404 | 5.7.71.91 | PG 2 batt. zonder bevochtiger | #N/A | #N/A | #N/A | #N/A
BAC-0405 | 5.7.61.12 | Luchtverhitter op hoogte | #N/A | #N/A | #N/A | #N/A
BAC-0406 | 5.7.61.12 | Luchtverhitter op hoogte | #N/A | #N/A | #N/A | #N/A
BAC-0407 | 5.4.21.52 | Klimaatkast met directe expansie - KOUD | #N/A | #N/A | #N/A | #N/A
BAC-0408 | 5.4.21.52 | Klimaatkast met directe expansie - KOUD | #N/A | #N/A | #N/A | #N/A
BAC-0409 | 7.3.12.37 | Perslucht reservoir | #N/A | #N/A | #N/A | #N/A
BAC-0410 | 7.3.12.37 | Perslucht reservoir | #N/A | #N/A | #N/A | #N/A
BAC-0411 | 6.1.51.25 | Algemeen laagspanningsbord | #N/A | #N/A | #N/A | #N/A
BAC-0412 | 6.1.51.25 | Algemeen laagspanningsbord | #N/A | #N/A | #N/A | #N/A
BAC-0413 | 7.3.12.32 | Luchtcompressor | #N/A | #N/A | #N/A | #N/A
BAC-0414 | 7.3.12.32 | Luchtcompressor | #N/A | #N/A | #N/A | #N/A
BAC-0415 | 6.1.51.25 | Algemeen laagspanningsbord | #N/A | #N/A | #N/A | #N/A
BAC-0416 | 5.7.71.91 | PG 2 batt. zonder bevochtiger | #N/A | #N/A | #N/A | #N/A
BAC-0417 | 5.7.71.91 | PG 2 batt. zonder bevochtiger | #N/A | #N/A | #N/A | #N/A
BAC-0418 | 5.7.70.75 | Brandklep - gemotoriseerd | #N/A | #N/A | #N/A | #N/A
BAC-0419 | 5.7.70.75 | Brandklep - gemotoriseerd | #N/A | #N/A | #N/A | #N/A
BAC-0420 | 5.7.70.75 | Brandklep - gemotoriseerd | #N/A | #N/A | #N/A | #N/A
BAC-0421 | 5.7.70.75 | Brandklep - gemotoriseerd | #N/A | #N/A | #N/A | #N/A
BAC-0422 | 5.5.12.51 | Kleppen - regelklep | #N/A | #N/A | #N/A | #N/A
BAC-0423 | 5.5.12.51 | Kleppen - regelklep | #N/A | #N/A | #N/A | #N/A
BAC-0424 | 5.5.12.51 | Kleppen - regelklep | #N/A | #N/A | #N/A | #N/A
BAC-0425 | 5.3.20.30 | Water - circulator | #N/A | #N/A | #N/A | #N/A
BAC-0426 | 5.5.12.51 | Kleppen - regelklep | #N/A | #N/A | #N/A | #N/A
BAC-0427 | 5.5.12.51 | Kleppen - regelklep | #N/A | #N/A | #N/A | #N/A
BAC-0428 | 5.5.12.51 | Kleppen - regelklep | #N/A | #N/A | #N/A | #N/A
BAC-0429 | 5.5.12.51 | Kleppen - regelklep | #N/A | #N/A | #N/A | #N/A
BAC-0430 | 5.5.12.51 | Kleppen - regelklep | #N/A | #N/A | #N/A | #N/A
BAC-0431 | 5.5.12.51 | Kleppen - regelklep | #N/A | #N/A | #N/A | #N/A
BAC-0432 | 5.5.12.51 | Kleppen - regelklep | #N/A | #N/A | #N/A | #N/A
BAC-0433 | 5.5.12.51 | Kleppen - regelklep | #N/A | #N/A | #N/A | #N/A
BAC-0434 | 5.5.12.51 | Kleppen - regelklep | #N/A | #N/A | #N/A | #N/A
BAC-0435 | 5.5.12.51 | Kleppen - regelklep | #N/A | #N/A | #N/A | #N/A
BAC-0436 | 5.5.12.51 | Kleppen - regelklep | #N/A | #N/A | #N/A | #N/A
BAC-0437 | 5.5.12.51 | Kleppen - regelklep | #N/A | #N/A | #N/A | #N/A
BAC-0438 | 5.3.20.30 | Water - circulator | #N/A | #N/A | #N/A | #N/A
BAC-0439 | 5.3.20.30 | Water - circulator | #N/A | #N/A | #N/A | #N/A
BAC-0440 | 5.5.12.51 | Kleppen - regelklep | #N/A | #N/A | #N/A | #N/A
BAC-0441 | 5.5.12.51 | Kleppen - regelklep | #N/A | #N/A | #N/A | #N/A
BAC-0442 | 5.5.12.51 | Kleppen - regelklep | #N/A | #N/A | #N/A | #N/A
BAC-0443 | 6.1.51.25 | Algemeen laagspanningsbord | #N/A | #N/A | #N/A | #N/A
BAC-0444 | 5.7.71.91 | PG 2 batt. zonder bevochtiger | #N/A | #N/A | #N/A | #N/A
BAC-0445 | 5.7.71.91 | PG 2 batt. zonder bevochtiger | #N/A | #N/A | #N/A | #N/A
BAC-0446 | 5.7.70.75 | Brandklep - gemotoriseerd | #N/A | #N/A | #N/A | #N/A
BAC-0447 | 5.7.70.75 | Brandklep - gemotoriseerd | #N/A | #N/A | #N/A | #N/A
BAC-0448 | 5.7.70.75 | Brandklep - gemotoriseerd | #N/A | #N/A | #N/A | #N/A
BAC-0449 | 5.5.12.51 | Kleppen - regelklep | #N/A | #N/A | #N/A | #N/A
BAC-0450 | 5.3.20.30 | Water - circulator | #N/A | #N/A | #N/A | #N/A
BAC-0451 | 5.5.12.51 | Kleppen - regelklep | #N/A | #N/A | #N/A | #N/A
BAC-0452 | 5.5.12.51 | Kleppen - regelklep | #N/A | #N/A | #N/A | #N/A
BAC-0453 | 5.5.12.51 | Kleppen - regelklep | #N/A | #N/A | #N/A | #N/A
BAC-0454 | 5.4.21.52 | Klimaatkast met directe expansie - KOUD | #N/A | #N/A | #N/A | #N/A
BAC-0455 | 5.4.21.52 | Klimaatkast met directe expansie - KOUD | #N/A | #N/A | #N/A | #N/A
BAC-0456 | 5.7.71.84 | EG met menging en luchtfilters | #N/A | #N/A | #N/A | #N/A
BAC-0457 | 5.7.71.84 | EG met menging en luchtfilters | #N/A | #N/A | #N/A | #N/A
BAC-0458 | 5.7.70.75 | Brandklep - gemotoriseerd | #N/A | #N/A | #N/A | #N/A
BAC-0459 | 5.4.21.52 | Klimaatkast met directe expansie - KOUD | #N/A | #N/A | #N/A | #N/A
BAC-0460 | 5.7.71.41 | Ventiloconvector vloermodel | #N/A | #N/A | #N/A | #N/A
BAC-0461 | 5.7.71.41 | Ventiloconvector vloermodel | #N/A | #N/A | #N/A | #N/A
BAC-0462 | 5.7.71.41 | Ventiloconvector vloermodel | #N/A | #N/A | #N/A | #N/A
BAC-0463 | 5.7.71.41 | Ventiloconvector vloermodel | #N/A | #N/A | #N/A | #N/A
BAC-0464 | 5.7.71.41 | Ventiloconvector vloermodel | #N/A | #N/A | #N/A | #N/A
BAC-0465 | 5.7.71.41 | Ventiloconvector vloermodel | #N/A | #N/A | #N/A | #N/A
BAC-0466 | 5.7.71.41 | Ventiloconvector vloermodel | #N/A | #N/A | #N/A | #N/A
BAC-0467 | 5.7.71.41 | Ventiloconvector vloermodel | #N/A | #N/A | #N/A | #N/A
BAC-0468 | 5.7.71.41 | Ventiloconvector vloermodel | #N/A | #N/A | #N/A | #N/A
BAC-0469 | 5.7.71.41 | Ventiloconvector vloermodel | #N/A | #N/A | #N/A | #N/A
BAC-0470 | 5.7.71.41 | Ventiloconvector vloermodel | #N/A | #N/A | #N/A | #N/A
BAC-0471 | 5.7.71.41 | Ventiloconvector vloermodel | #N/A | #N/A | #N/A | #N/A
BAC-0472 | 5.7.71.41 | Ventiloconvector vloermodel | #N/A | #N/A | #N/A | #N/A
BAC-0473 | 5.7.71.41 | Ventiloconvector vloermodel | #N/A | #N/A | #N/A | #N/A
BAC-0474 | 5.7.71.41 | Ventiloconvector vloermodel | #N/A | #N/A | #N/A | #N/A
BAC-0475 | 5.7.71.41 | Ventiloconvector vloermodel | #N/A | #N/A | #N/A | #N/A
BAC-0476 | 5.7.71.41 | Ventiloconvector vloermodel | #N/A | #N/A | #N/A | #N/A
BAC-0477 | 5.7.71.41 | Ventiloconvector vloermodel | #N/A | #N/A | #N/A | #N/A
BAC-0478 | 5.7.71.41 | Ventiloconvector vloermodel | #N/A | #N/A | #N/A | #N/A
BAC-0479 | 5.7.71.41 | Ventiloconvector vloermodel | #N/A | #N/A | #N/A | #N/A
BAC-0480 | 5.7.71.41 | Ventiloconvector vloermodel | #N/A | #N/A | #N/A | #N/A
BAC-0481 | 5.7.71.41 | Ventiloconvector vloermodel | #N/A | #N/A | #N/A | #N/A
BAC-0482 | 5.7.71.41 | Ventiloconvector vloermodel | #N/A | #N/A | #N/A | #N/A
BAC-0483 | 5.7.71.41 | Ventiloconvector vloermodel | #N/A | #N/A | #N/A | #N/A
BAC-0484 | 5.7.71.41 | Ventiloconvector vloermodel | #N/A | #N/A | #N/A | #N/A
BAC-0485 | 5.7.71.41 | Ventiloconvector vloermodel | #N/A | #N/A | #N/A | #N/A
BAC-0486 | 5.7.71.41 | Ventiloconvector vloermodel | #N/A | #N/A | #N/A | #N/A
BAC-0487 | 5.7.71.41 | Ventiloconvector vloermodel | #N/A | #N/A | #N/A | #N/A
BAC-0488 | 5.7.71.41 | Ventiloconvector vloermodel | #N/A | #N/A | #N/A | #N/A
BAC-0489 | 5.7.71.41 | Ventiloconvector vloermodel | #N/A | #N/A | #N/A | #N/A
BAC-0490 | 5.7.71.41 | Ventiloconvector vloermodel | #N/A | #N/A | #N/A | #N/A
BAC-0491 | 5.7.71.41 | Ventiloconvector vloermodel | #N/A | #N/A | #N/A | #N/A
BAC-0492 | 5.7.71.41 | Ventiloconvector vloermodel | #N/A | #N/A | #N/A | #N/A
BAC-0493 | 5.7.71.41 | Ventiloconvector vloermodel | #N/A | #N/A | #N/A | #N/A
BAC-0494 | 5.7.71.41 | Ventiloconvector vloermodel | #N/A | #N/A | #N/A | #N/A
BAC-0495 | 5.7.71.41 | Ventiloconvector vloermodel | #N/A | #N/A | #N/A | #N/A
BAC-0496 | 5.7.71.41 | Ventiloconvector vloermodel | #N/A | #N/A | #N/A | #N/A
BAC-0497 | 5.7.71.41 | Ventiloconvector vloermodel | #N/A | #N/A | #N/A | #N/A
BAC-0498 | 5.7.71.41 | Ventiloconvector vloermodel | #N/A | #N/A | #N/A | #N/A
BAC-0499 | 5.7.71.41 | Ventiloconvector vloermodel | #N/A | #N/A | #N/A | #N/A
BAC-0500 | 5.7.71.41 | Ventiloconvector vloermodel | #N/A | #N/A | #N/A | #N/A
BAC-0501 | 5.7.71.41 | Ventiloconvector vloermodel | #N/A | #N/A | #N/A | #N/A
BAC-0502 | 5.7.71.41 | Ventiloconvector vloermodel | #N/A | #N/A | #N/A | #N/A
BAC-0503 | 5.7.71.41 | Ventiloconvector vloermodel | #N/A | #N/A | #N/A | #N/A
BAC-0504 | 5.7.71.41 | Ventiloconvector vloermodel | #N/A | #N/A | #N/A | #N/A
BAC-0505 | 5.7.71.41 | Ventiloconvector vloermodel | #N/A | #N/A | #N/A | #N/A
BAC-0506 | 5.7.71.41 | Ventiloconvector vloermodel | #N/A | #N/A | #N/A | #N/A
BAC-0507 | 5.7.71.41 | Ventiloconvector vloermodel | #N/A | #N/A | #N/A | #N/A
BAC-0508 | 5.7.71.41 | Ventiloconvector vloermodel | #N/A | #N/A | #N/A | #N/A
BAC-0509 | 5.7.71.41 | Ventiloconvector vloermodel | #N/A | #N/A | #N/A | #N/A
BAC-0510 | 5.7.71.41 | Ventiloconvector vloermodel | #N/A | #N/A | #N/A | #N/A
BAC-0511 | 5.7.71.41 | Ventiloconvector vloermodel | #N/A | #N/A | #N/A | #N/A
BAC-0512 | 5.7.71.41 | Ventiloconvector vloermodel | #N/A | #N/A | #N/A | #N/A
BAC-0513 | 5.7.71.41 | Ventiloconvector vloermodel | #N/A | #N/A | #N/A | #N/A
BAC-0514 | 5.7.71.41 | Ventiloconvector vloermodel | #N/A | #N/A | #N/A | #N/A
BAC-0515 | 5.7.71.41 | Ventiloconvector vloermodel | #N/A | #N/A | #N/A | #N/A
BAC-0516 | 5.7.71.41 | Ventiloconvector vloermodel | #N/A | #N/A | #N/A | #N/A
BAC-0517 | 5.7.71.41 | Ventiloconvector vloermodel | #N/A | #N/A | #N/A | #N/A
BAC-0518 | 5.7.71.41 | Ventiloconvector vloermodel | #N/A | #N/A | #N/A | #N/A
BAC-0519 | 5.7.71.41 | Ventiloconvector vloermodel | #N/A | #N/A | #N/A | #N/A
BAC-0520 | 5.7.71.41 | Ventiloconvector vloermodel | #N/A | #N/A | #N/A | #N/A
BAC-0521 | 5.7.71.41 | Ventiloconvector vloermodel | #N/A | #N/A | #N/A | #N/A
BAC-0522 | 5.7.71.41 | Ventiloconvector vloermodel | #N/A | #N/A | #N/A | #N/A
BAC-0523 | 5.7.71.41 | Ventiloconvector vloermodel | #N/A | #N/A | #N/A | #N/A
BAC-0524 | 5.7.71.41 | Ventiloconvector vloermodel | #N/A | #N/A | #N/A | #N/A
BAC-0525 | 5.7.71.41 | Ventiloconvector vloermodel | #N/A | #N/A | #N/A | #N/A
BAC-0526 | 5.7.71.41 | Ventiloconvector vloermodel | #N/A | #N/A | #N/A | #N/A
BAC-0527 | 5.7.71.41 | Ventiloconvector vloermodel | #N/A | #N/A | #N/A | #N/A
BAC-0528 | 5.7.71.41 | Ventiloconvector vloermodel | #N/A | #N/A | #N/A | #N/A
BAC-0529 | 5.7.71.41 | Ventiloconvector vloermodel | #N/A | #N/A | #N/A | #N/A
BAC-0530 | 5.7.71.41 | Ventiloconvector vloermodel | #N/A | #N/A | #N/A | #N/A
BAC-0531 | 5.7.71.41 | Ventiloconvector vloermodel | #N/A | #N/A | #N/A | #N/A
BAC-0532 | 5.7.71.41 | Ventiloconvector vloermodel | #N/A | #N/A | #N/A | #N/A
BAC-0533 | 5.7.71.41 | Ventiloconvector vloermodel | #N/A | #N/A | #N/A | #N/A
BAC-0534 | 5.7.71.41 | Ventiloconvector vloermodel | #N/A | #N/A | #N/A | #N/A
BAC-0535 | 5.7.71.41 | Ventiloconvector vloermodel | #N/A | #N/A | #N/A | #N/A
BAC-0536 | 5.7.71.41 | Ventiloconvector vloermodel | #N/A | #N/A | #N/A | #N/A
BAC-0537 | 5.7.71.41 | Ventiloconvector vloermodel | #N/A | #N/A | #N/A | #N/A
BAC-0538 | 5.7.71.41 | Ventiloconvector vloermodel | #N/A | #N/A | #N/A | #N/A
BAC-0539 | 5.7.71.41 | Ventiloconvector vloermodel | #N/A | #N/A | #N/A | #N/A
BAC-0540 | 5.7.71.41 | Ventiloconvector vloermodel | #N/A | #N/A | #N/A | #N/A
BAC-0541 | 5.5.12.51 | Kleppen - regelklep | #N/A | #N/A | #N/A | #N/A
BAC-0542 | 5.5.12.51 | Kleppen - regelklep | #N/A | #N/A | #N/A | #N/A
BAC-0543 | 5.5.12.51 | Kleppen - regelklep | #N/A | #N/A | #N/A | #N/A
BAC-0544 | 5.5.12.51 | Kleppen - regelklep | #N/A | #N/A | #N/A | #N/A
BAC-0545 | 5.5.12.51 | Kleppen - regelklep | #N/A | #N/A | #N/A | #N/A
BAC-0546 | 5.5.12.51 | Kleppen - regelklep | #N/A | #N/A | #N/A | #N/A
BAC-0547 | 5.3.20.30 | Water - circulator | #N/A | #N/A | #N/A | #N/A
BAC-0548 | 5.5.12.51 | Kleppen - regelklep | #N/A | #N/A | #N/A | #N/A
BAC-0549 | 5.5.12.51 | Kleppen - regelklep | #N/A | #N/A | #N/A | #N/A
BAC-0550 | 5.5.12.51 | Kleppen - regelklep | #N/A | #N/A | #N/A | #N/A
BAC-0551 | 5.3.20.30 | Water - circulator | #N/A | #N/A | #N/A | #N/A
BAC-0552 | 5.7.71.41 | Ventiloconvector vloermodel | #N/A | #N/A | #N/A | #N/A
BAC-0553 | 5.7.71.41 | Ventiloconvector vloermodel | #N/A | #N/A | #N/A | #N/A
BAC-0554 | 5.4.21.52 | Klimaatkast met directe expansie - KOUD | #N/A | #N/A | #N/A | #N/A
BAC-0555 | 5.7.70.75 | Brandklep - gemotoriseerd | #N/A | #N/A | #N/A | #N/A
BAC-0556 | 5.7.70.75 | Brandklep - gemotoriseerd | #N/A | #N/A | #N/A | #N/A
BAC-0557 | 5.7.70.75 | Brandklep - gemotoriseerd | #N/A | #N/A | #N/A | #N/A
BAC-0558 | 5.7.71.91 | PG 2 batt. zonder bevochtiger | #N/A | #N/A | #N/A | #N/A
BAC-0559 | 5.7.70.10 | Stoombevochtiger | #N/A | #N/A | #N/A | #N/A
BAC-0560 | 5.5.12.51 | Kleppen - regelklep | #N/A | #N/A | #N/A | #N/A
BAC-0561 | 5.5.12.51 | Kleppen - regelklep | #N/A | #N/A | #N/A | #N/A
BAC-0562 | 5.7.70.75 | Brandklep - gemotoriseerd | #N/A | #N/A | #N/A | #N/A
BAC-0563 | 5.7.70.75 | Brandklep - gemotoriseerd | #N/A | #N/A | #N/A | #N/A
BAC-0564 | 5.7.70.75 | Brandklep - gemotoriseerd | #N/A | #N/A | #N/A | #N/A
BAC-0565 | 5.5.12.51 | Kleppen - regelklep | #N/A | #N/A | #N/A | #N/A
BAC-0566 | 5.5.12.51 | Kleppen - regelklep | #N/A | #N/A | #N/A | #N/A
BAC-0567 | 5.5.12.51 | Kleppen - regelklep | #N/A | #N/A | #N/A | #N/A
BAC-0568 | 5.3.20.30 | Water - circulator | #N/A | #N/A | #N/A | #N/A
BAC-0569 | 5.7.70.75 | Brandklep - gemotoriseerd | #N/A | #N/A | #N/A | #N/A
BAC-0570 | 5.7.70.75 | Brandklep - gemotoriseerd | #N/A | #N/A | #N/A | #N/A
BAC-0571 | 5.7.71.91 | PG 2 batt. zonder bevochtiger | #N/A | #N/A | #N/A | #N/A
BAC-0572 | 5.5.12.51 | Kleppen - regelklep | #N/A | #N/A | #N/A | #N/A
BAC-0573 | 5.5.12.51 | Kleppen - regelklep | #N/A | #N/A | #N/A | #N/A
BAC-0574 | 5.5.12.51 | Kleppen - regelklep | #N/A | #N/A | #N/A | #N/A
BAC-0575 | 5.5.12.51 | Kleppen - regelklep | #N/A | #N/A | #N/A | #N/A
BAC-0576 | 5.5.12.51 | Kleppen - regelklep | #N/A | #N/A | #N/A | #N/A
BAC-0577 | 5.3.20.30 | Water - circulator | #N/A | #N/A | #N/A | #N/A
BAC-0578 | 5.5.12.51 | Kleppen - regelklep | #N/A | #N/A | #N/A | #N/A
BAC-0579 | 5.7.70.10 | Stoombevochtiger | #N/A | #N/A | #N/A | #N/A
BAC-0580 | 5.5.12.51 | Kleppen - regelklep | #N/A | #N/A | #N/A | #N/A
BAC-0581 | 5.5.12.51 | Kleppen - regelklep | #N/A | #N/A | #N/A | #N/A
BAC-0582 | 5.5.12.51 | Kleppen - regelklep | #N/A | #N/A | #N/A | #N/A
BAC-0583 | 6.7.14.20 | Frequentieregelaar | #N/A | #N/A | #N/A | #N/A
BAC-0584 | 6.7.14.20 | Frequentieregelaar | #N/A | #N/A | #N/A | #N/A
BAC-0585 | 6.1.51.25 | Algemeen laagspanningsbord | #N/A | #N/A | #N/A | #N/A
BAC-0586 | 6.1.51.25 | Algemeen laagspanningsbord | #N/A | #N/A | #N/A | #N/A
BAC-0587 | 6.1.51.25 | Algemeen laagspanningsbord | #N/A | #N/A | #N/A | #N/A
BAC-0588 | 5.5.13.58 | Warmtepomp lucht/lucht - binnenunit - wandmodel | #N/A | #N/A | #N/A | #N/A
BAC-0589 | 5.5.12.51 | Kleppen - regelklep | #N/A | #N/A | #N/A | #N/A
BAC-0590 | 5.5.13.58 | Warmtepomp lucht/lucht - binnenunit - wandmodel | #N/A | #N/A | #N/A | #N/A
BAC-0591 | 5.7.71.84 | EG met menging en luchtfilters | #N/A | #N/A | #N/A | #N/A
BAC-0592 | 5.7.70.75 | Brandklep - gemotoriseerd | #N/A | #N/A | #N/A | #N/A
BAC-0593 | 5.7.70.75 | Brandklep - gemotoriseerd | #N/A | #N/A | #N/A | #N/A
BAC-0594 | 5.7.70.75 | Brandklep - gemotoriseerd | #N/A | #N/A | #N/A | #N/A
BAC-0595 | 5.7.70.75 | Brandklep - gemotoriseerd | #N/A | #N/A | #N/A | #N/A
BAC-0596 | 5.7.71.84 | EG met menging en luchtfilters | #N/A | #N/A | #N/A | #N/A
BAC-0597 | 5.7.70.75 | Brandklep - gemotoriseerd | #N/A | #N/A | #N/A | #N/A
BAC-0598 | 5.3.20.30 | Water - circulator | #N/A | #N/A | #N/A | #N/A
BAC-0599 | 5.3.20.30 | Water - circulator | #N/A | #N/A | #N/A | #N/A
BAC-0600 | 5.3.20.30 | Water - circulator | #N/A | #N/A | #N/A | #N/A
BAC-0601 | 5.3.20.30 | Water - circulator | #N/A | #N/A | #N/A | #N/A
BAC-0602 | 5.3.20.30 | Water - circulator | #N/A | #N/A | #N/A | #N/A
BAC-0603 | 5.3.20.30 | Water - circulator | #N/A | #N/A | #N/A | #N/A
BAC-0604 | 5.3.20.30 | Water - circulator | #N/A | #N/A | #N/A | #N/A
BAC-0605 | 5.3.20.30 | Water - circulator | #N/A | #N/A | #N/A | #N/A
BAC-0606 | 5.3.20.30 | Water - circulator | #N/A | #N/A | #N/A | #N/A
BAC-0607 | 5.3.20.30 | Water - circulator | #N/A | #N/A | #N/A | #N/A
BAC-0608 | 5.3.20.30 | Water - circulator | #N/A | #N/A | #N/A | #N/A
BAC-0609 | 5.3.20.30 | Water - circulator | #N/A | #N/A | #N/A | #N/A
BAC-0610 | 5.3.20.30 | Water - circulator | #N/A | #N/A | #N/A | #N/A
BAC-0611 | 5.3.20.30 | Water - circulator | #N/A | #N/A | #N/A | #N/A
BAC-0612 | 5.3.20.30 | Water - circulator | #N/A | #N/A | #N/A | #N/A
BAC-0613 | 5.3.20.30 | Water - circulator | #N/A | #N/A | #N/A | #N/A
BAC-0614 | 5.3.20.30 | Water - circulator | #N/A | #N/A | #N/A | #N/A
BAC-0615 | 5.3.20.30 | Water - circulator | #N/A | #N/A | #N/A | #N/A
BAC-0616 | 5.3.23.01 | Warm water - buizenwisselaar | #N/A | #N/A | #N/A | #N/A
BAC-0617 | 5.3.23.01 | Warm water - buizenwisselaar | #N/A | #N/A | #N/A | #N/A
BAC-0618 | 5.3.23.01 | Warm water - buizenwisselaar | #N/A | #N/A | #N/A | #N/A
BAC-0619 | 7.3.12.32 | Luchtcompressor | #N/A | #N/A | #N/A | #N/A
BAC-0620 | 6.1.51.25 | Algemeen laagspanningsbord | #N/A | #N/A | #N/A | #N/A
BAC-0621 | 5.3.20.30 | Water - circulator | #N/A | #N/A | #N/A | #N/A
BAC-0622 | 5.3.20.30 | Water - circulator | #N/A | #N/A | #N/A | #N/A
BAC-0623 | 5.3.20.30 | Water - circulator | #N/A | #N/A | #N/A | #N/A
BAC-0624 | 5.3.20.30 | Water - circulator | #N/A | #N/A | #N/A | #N/A
BAC-0625 | 5.3.20.30 | Water - circulator | #N/A | #N/A | #N/A | #N/A
BAC-0626 | 5.3.20.30 | Water - circulator | #N/A | #N/A | #N/A | #N/A
BAC-0627 | 5.3.20.30 | Water - circulator | #N/A | #N/A | #N/A | #N/A
BAC-0628 | 5.3.20.30 | Water - circulator | #N/A | #N/A | #N/A | #N/A
BAC-0629 | 5.3.20.30 | Water - circulator | #N/A | #N/A | #N/A | #N/A
BAC-0630 | 5.3.20.30 | Water - circulator | #N/A | #N/A | #N/A | #N/A
BAC-0631 | 5.3.20.30 | Water - circulator | #N/A | #N/A | #N/A | #N/A
BAC-0632 | 5.3.20.30 | Water - circulator | #N/A | #N/A | #N/A | #N/A
BAC-0633 | 5.3.20.30 | Water - circulator | #N/A | #N/A | #N/A | #N/A
BAC-0634 | 5.3.20.30 | Water - circulator | #N/A | #N/A | #N/A | #N/A
BAC-0635 | 7.3.12.37 | Perslucht reservoir | #N/A | #N/A | #N/A | #N/A
BAC-0636 | 7.3.12.37 | Perslucht reservoir | #N/A | #N/A | #N/A | #N/A
BAC-0637 | 5.5.12.51 | Kleppen - regelklep | #N/A | #N/A | #N/A | #N/A
BAC-0638 | 5.5.12.51 | Kleppen - regelklep | #N/A | #N/A | #N/A | #N/A
BAC-0639 | 5.3.20.34 | Water - debietmeter | #N/A | #N/A | #N/A | #N/A
BAC-0640 | 5.5.12.51 | Kleppen - regelklep | #N/A | #N/A | #N/A | #N/A
BAC-0641 | 5.5.12.51 | Kleppen - regelklep | #N/A | #N/A | #N/A | #N/A
BAC-0642 | 5.3.20.34 | Water - debietmeter | #N/A | #N/A | #N/A | #N/A
BAC-0643 | 9.0.99.25 | Telleropname | #N/A | #N/A | #N/A | #N/A
BAC-0644 | 5.7.70.75 | Brandklep - gemotoriseerd | #N/A | #N/A | #N/A | #N/A
BAC-0645 | 5.7.70.75 | Brandklep - gemotoriseerd | #N/A | #N/A | #N/A | #N/A
BAC-0646 | 5.7.70.75 | Brandklep - gemotoriseerd | #N/A | #N/A | #N/A | #N/A
BAC-0647 | 5.7.70.75 | Brandklep - gemotoriseerd | #N/A | #N/A | #N/A | #N/A
BAC-0648 | 5.7.70.75 | Brandklep - gemotoriseerd | #N/A | #N/A | #N/A | #N/A
BAC-0649 | 5.7.71.41 | Ventiloconvector vloermodel | #N/A | #N/A | #N/A | #N/A
BAC-0650 | 5.7.71.41 | Ventiloconvector vloermodel | #N/A | #N/A | #N/A | #N/A
BAC-0651 | 5.7.71.41 | Ventiloconvector vloermodel | #N/A | #N/A | #N/A | #N/A
BAC-0652 | 5.7.71.41 | Ventiloconvector vloermodel | #N/A | #N/A | #N/A | #N/A
BAC-0653 | 5.7.71.41 | Ventiloconvector vloermodel | #N/A | #N/A | #N/A | #N/A
BAC-0654 | 5.7.71.41 | Ventiloconvector vloermodel | #N/A | #N/A | #N/A | #N/A
BAC-0655 | 5.7.71.41 | Ventiloconvector vloermodel | #N/A | #N/A | #N/A | #N/A
BAC-0656 | 5.7.71.41 | Ventiloconvector vloermodel | #N/A | #N/A | #N/A | #N/A
BAC-0657 | 5.7.71.41 | Ventiloconvector vloermodel | #N/A | #N/A | #N/A | #N/A
BAC-0658 | 5.7.71.41 | Ventiloconvector vloermodel | #N/A | #N/A | #N/A | #N/A
BAC-0659 | 5.7.71.41 | Ventiloconvector vloermodel | #N/A | #N/A | #N/A | #N/A
BAC-0660 | 5.7.71.41 | Ventiloconvector vloermodel | #N/A | #N/A | #N/A | #N/A
BAC-0661 | 5.7.71.41 | Ventiloconvector vloermodel | #N/A | #N/A | #N/A | #N/A
BAC-0662 | 5.7.71.41 | Ventiloconvector vloermodel | #N/A | #N/A | #N/A | #N/A
BAC-0663 | 5.7.71.41 | Ventiloconvector vloermodel | #N/A | #N/A | #N/A | #N/A
BAC-0664 | 5.7.71.41 | Ventiloconvector vloermodel | #N/A | #N/A | #N/A | #N/A
BAC-0665 | 5.7.71.41 | Ventiloconvector vloermodel | #N/A | #N/A | #N/A | #N/A
BAC-0666 | 5.7.71.41 | Ventiloconvector vloermodel | #N/A | #N/A | #N/A | #N/A
BAC-0667 | 5.7.71.41 | Ventiloconvector vloermodel | #N/A | #N/A | #N/A | #N/A
BAC-0668 | 5.7.71.41 | Ventiloconvector vloermodel | #N/A | #N/A | #N/A | #N/A
BAC-0669 | 5.7.71.41 | Ventiloconvector vloermodel | #N/A | #N/A | #N/A | #N/A
BAC-0670 | 5.7.71.41 | Ventiloconvector vloermodel | #N/A | #N/A | #N/A | #N/A
BAC-0671 | 5.7.71.41 | Ventiloconvector vloermodel | #N/A | #N/A | #N/A | #N/A
BAC-0672 | 5.7.71.41 | Ventiloconvector vloermodel | #N/A | #N/A | #N/A | #N/A
BAC-0673 | 5.7.71.41 | Ventiloconvector vloermodel | #N/A | #N/A | #N/A | #N/A
BAC-0674 | 5.7.71.41 | Ventiloconvector vloermodel | #N/A | #N/A | #N/A | #N/A
BAC-0675 | 5.7.71.41 | Ventiloconvector vloermodel | #N/A | #N/A | #N/A | #N/A
BAC-0676 | 5.7.71.41 | Ventiloconvector vloermodel | #N/A | #N/A | #N/A | #N/A
BAC-0677 | 5.7.71.41 | Ventiloconvector vloermodel | #N/A | #N/A | #N/A | #N/A
BAC-0678 | 5.7.71.41 | Ventiloconvector vloermodel | #N/A | #N/A | #N/A | #N/A
BAC-0679 | 5.7.71.41 | Ventiloconvector vloermodel | #N/A | #N/A | #N/A | #N/A
BAC-0680 | 5.7.71.41 | Ventiloconvector vloermodel | #N/A | #N/A | #N/A | #N/A
BAC-0681 | 5.7.71.41 | Ventiloconvector vloermodel | #N/A | #N/A | #N/A | #N/A
BAC-0682 | 5.7.71.41 | Ventiloconvector vloermodel | #N/A | #N/A | #N/A | #N/A
BAC-0683 | 5.7.71.41 | Ventiloconvector vloermodel | #N/A | #N/A | #N/A | #N/A
BAC-0684 | 5.7.71.41 | Ventiloconvector vloermodel | #N/A | #N/A | #N/A | #N/A
BAC-0685 | 5.7.71.41 | Ventiloconvector vloermodel | #N/A | #N/A | #N/A | #N/A
BAC-0686 | 5.7.71.41 | Ventiloconvector vloermodel | #N/A | #N/A | #N/A | #N/A
BAC-0687 | 5.7.71.41 | Ventiloconvector vloermodel | #N/A | #N/A | #N/A | #N/A
BAC-0688 | 5.7.71.41 | Ventiloconvector vloermodel | #N/A | #N/A | #N/A | #N/A
BAC-0689 | 5.7.71.41 | Ventiloconvector vloermodel | #N/A | #N/A | #N/A | #N/A
BAC-0690 | 5.7.71.41 | Ventiloconvector vloermodel | #N/A | #N/A | #N/A | #N/A
BAC-0691 | 5.7.71.41 | Ventiloconvector vloermodel | #N/A | #N/A | #N/A | #N/A
BAC-0692 | 5.7.71.41 | Ventiloconvector vloermodel | #N/A | #N/A | #N/A | #N/A
BAC-0693 | 5.7.71.41 | Ventiloconvector vloermodel | #N/A | #N/A | #N/A | #N/A
BAC-0694 | 5.7.71.41 | Ventiloconvector vloermodel | #N/A | #N/A | #N/A | #N/A
BAC-0695 | 5.7.71.41 | Ventiloconvector vloermodel | #N/A | #N/A | #N/A | #N/A
BAC-0696 | 5.7.71.41 | Ventiloconvector vloermodel | #N/A | #N/A | #N/A | #N/A
BAC-0697 | 5.7.71.41 | Ventiloconvector vloermodel | #N/A | #N/A | #N/A | #N/A
BAC-0698 | 5.7.71.41 | Ventiloconvector vloermodel | #N/A | #N/A | #N/A | #N/A
BAC-0699 | 5.7.71.41 | Ventiloconvector vloermodel | #N/A | #N/A | #N/A | #N/A
BAC-0700 | 5.7.71.41 | Ventiloconvector vloermodel | #N/A | #N/A | #N/A | #N/A
BAC-0701 | 5.7.71.41 | Ventiloconvector vloermodel | #N/A | #N/A | #N/A | #N/A
BAC-0702 | 5.7.71.41 | Ventiloconvector vloermodel | #N/A | #N/A | #N/A | #N/A
BAC-0703 | 5.7.71.41 | Ventiloconvector vloermodel | #N/A | #N/A | #N/A | #N/A
BAC-0704 | 5.7.71.41 | Ventiloconvector vloermodel | #N/A | #N/A | #N/A | #N/A
BAC-0705 | 5.7.71.41 | Ventiloconvector vloermodel | #N/A | #N/A | #N/A | #N/A
BAC-0706 | 5.7.71.41 | Ventiloconvector vloermodel | #N/A | #N/A | #N/A | #N/A
BAC-0707 | 5.7.71.41 | Ventiloconvector vloermodel | #N/A | #N/A | #N/A | #N/A
BAC-0708 | 5.7.71.41 | Ventiloconvector vloermodel | #N/A | #N/A | #N/A | #N/A
BAC-0709 | 5.7.71.41 | Ventiloconvector vloermodel | #N/A | #N/A | #N/A | #N/A
BAC-0710 | 5.7.71.41 | Ventiloconvector vloermodel | #N/A | #N/A | #N/A | #N/A
BAC-0711 | 5.7.71.41 | Ventiloconvector vloermodel | #N/A | #N/A | #N/A | #N/A
BAC-0712 | 5.7.71.41 | Ventiloconvector vloermodel | #N/A | #N/A | #N/A | #N/A
BAC-0713 | 5.7.71.41 | Ventiloconvector vloermodel | #N/A | #N/A | #N/A | #N/A
BAC-0714 | 5.7.71.41 | Ventiloconvector vloermodel | #N/A | #N/A | #N/A | #N/A
BAC-0715 | 5.7.71.41 | Ventiloconvector vloermodel | #N/A | #N/A | #N/A | #N/A
BAC-0716 | 5.7.71.41 | Ventiloconvector vloermodel | #N/A | #N/A | #N/A | #N/A
BAC-0717 | 5.7.71.41 | Ventiloconvector vloermodel | #N/A | #N/A | #N/A | #N/A
BAC-0718 | 5.7.71.41 | Ventiloconvector vloermodel | #N/A | #N/A | #N/A | #N/A
BAC-0719 | 5.7.71.41 | Ventiloconvector vloermodel | #N/A | #N/A | #N/A | #N/A
BAC-0720 | 5.7.71.41 | Ventiloconvector vloermodel | #N/A | #N/A | #N/A | #N/A
BAC-0721 | 5.7.71.41 | Ventiloconvector vloermodel | #N/A | #N/A | #N/A | #N/A
BAC-0722 | 5.7.71.41 | Ventiloconvector vloermodel | #N/A | #N/A | #N/A | #N/A
BAC-0723 | 5.7.71.41 | Ventiloconvector vloermodel | #N/A | #N/A | #N/A | #N/A
BAC-0724 | 5.7.71.41 | Ventiloconvector vloermodel | #N/A | #N/A | #N/A | #N/A
BAC-0725 | 5.7.71.41 | Ventiloconvector vloermodel | #N/A | #N/A | #N/A | #N/A
BAC-0726 | 5.7.71.41 | Ventiloconvector vloermodel | #N/A | #N/A | #N/A | #N/A
BAC-0727 | 5.7.71.41 | Ventiloconvector vloermodel | #N/A | #N/A | #N/A | #N/A
BAC-0728 | 5.7.71.41 | Ventiloconvector vloermodel | #N/A | #N/A | #N/A | #N/A
BAC-0729 | 5.7.70.75 | Brandklep - gemotoriseerd | #N/A | #N/A | #N/A | #N/A
BAC-0730 | 5.7.70.75 | Brandklep - gemotoriseerd | #N/A | #N/A | #N/A | #N/A
BAC-0731 | 5.7.70.75 | Brandklep - gemotoriseerd | #N/A | #N/A | #N/A | #N/A
BAC-0732 | 5.7.70.75 | Brandklep - gemotoriseerd | #N/A | #N/A | #N/A | #N/A
BAC-0733 | 5.7.71.41 | Ventiloconvector vloermodel | #N/A | #N/A | #N/A | #N/A
BAC-0734 | 5.7.71.41 | Ventiloconvector vloermodel | #N/A | #N/A | #N/A | #N/A
BAC-0735 | 5.7.71.41 | Ventiloconvector vloermodel | #N/A | #N/A | #N/A | #N/A
BAC-0736 | 5.7.71.41 | Ventiloconvector vloermodel | #N/A | #N/A | #N/A | #N/A
BAC-0737 | 5.7.71.41 | Ventiloconvector vloermodel | #N/A | #N/A | #N/A | #N/A
BAC-0738 | 5.7.71.41 | Ventiloconvector vloermodel | #N/A | #N/A | #N/A | #N/A
BAC-0739 | 5.7.71.41 | Ventiloconvector vloermodel | #N/A | #N/A | #N/A | #N/A
BAC-0740 | 5.7.71.41 | Ventiloconvector vloermodel | #N/A | #N/A | #N/A | #N/A
BAC-0741 | 5.7.71.41 | Ventiloconvector vloermodel | #N/A | #N/A | #N/A | #N/A
BAC-0742 | 5.7.71.41 | Ventiloconvector vloermodel | #N/A | #N/A | #N/A | #N/A
BAC-0743 | 5.7.71.41 | Ventiloconvector vloermodel | #N/A | #N/A | #N/A | #N/A
BAC-0744 | 5.7.71.41 | Ventiloconvector vloermodel | #N/A | #N/A | #N/A | #N/A
BAC-0745 | 5.4.21.52 | Klimaatkast met directe expansie - KOUD | #N/A | #N/A | #N/A | #N/A
BAC-0746 | 5.4.21.52 | Klimaatkast met directe expansie - KOUD | #N/A | #N/A | #N/A | #N/A
BAC-0747 | 5.4.21.52 | Klimaatkast met directe expansie - KOUD | #N/A | #N/A | #N/A | #N/A
BAC-0748 | 5.4.21.52 | Klimaatkast met directe expansie - KOUD | #N/A | #N/A | #N/A | #N/A
BAC-0749 | 7.3.22.00 | Dampkap - industrieel | #N/A | #N/A | #N/A | #N/A
BAC-0750 | 7.3.22.00 | Dampkap - industrieel | #N/A | #N/A | #N/A | #N/A
BAC-0751 | 5.4.21.52 | Klimaatkast met directe expansie - KOUD | #N/A | #N/A | #N/A | #N/A
BAC-0752 | 5.3.20.03 | Warm water - collector | #N/A | #N/A | #N/A | #N/A
BAC-0753 | 5.5.12.51 | Kleppen - regelklep | #N/A | #N/A | #N/A | #N/A
BAC-0754 | 5.5.12.51 | Kleppen - regelklep | #N/A | #N/A | #N/A | #N/A
BAC-0755 | 5.3.20.03 | Warm water - collector | #N/A | #N/A | #N/A | #N/A
BAC-0756 | 5.5.12.51 | Kleppen - regelklep | #N/A | #N/A | #N/A | #N/A
BAC-0757 | 5.5.12.51 | Kleppen - regelklep | #N/A | #N/A | #N/A | #N/A
BAC-0758 | 5.3.20.03 | Warm water - collector | #N/A | #N/A | #N/A | #N/A
BAC-0759 | 5.5.12.51 | Kleppen - regelklep | #N/A | #N/A | #N/A | #N/A
BAC-0760 | 5.5.12.51 | Kleppen - regelklep | #N/A | #N/A | #N/A | #N/A
BAC-0761 | 5.3.20.03 | Warm water - collector | #N/A | #N/A | #N/A | #N/A
BAC-0762 | 5.5.12.51 | Kleppen - regelklep | #N/A | #N/A | #N/A | #N/A
BAC-0763 | 5.5.12.51 | Kleppen - regelklep | #N/A | #N/A | #N/A | #N/A
BAC-0764 | 5.4.21.52 | Klimaatkast met directe expansie - KOUD | #N/A | #N/A | #N/A | #N/A
BAC-0765 | 5.7.71.91 | PG 2 batt. zonder bevochtiger | #N/A | #N/A | #N/A | #N/A
BAC-0766 | 5.7.71.84 | EG met menging en luchtfilters | #N/A | #N/A | #N/A | #N/A
BAC-0767 | 5.7.71.91 | PG 2 batt. zonder bevochtiger | #N/A | #N/A | #N/A | #N/A
BAC-0768 | 5.7.70.75 | Brandklep - gemotoriseerd | #N/A | #N/A | #N/A | #N/A
BAC-0769 | 5.7.70.75 | Brandklep - gemotoriseerd | #N/A | #N/A | #N/A | #N/A
BAC-0770 | 5.7.70.75 | Brandklep - gemotoriseerd | #N/A | #N/A | #N/A | #N/A
BAC-0771 | 5.7.70.75 | Brandklep - gemotoriseerd | #N/A | #N/A | #N/A | #N/A
BAC-0772 | 5.7.70.75 | Brandklep - gemotoriseerd | #N/A | #N/A | #N/A | #N/A
BAC-0773 | 5.7.70.75 | Brandklep - gemotoriseerd | #N/A | #N/A | #N/A | #N/A
BAC-0774 | 5.5.12.51 | Kleppen - regelklep | #N/A | #N/A | #N/A | #N/A
BAC-0775 | 5.5.12.51 | Kleppen - regelklep | #N/A | #N/A | #N/A | #N/A
BAC-0776 | 5.5.12.51 | Kleppen - regelklep | #N/A | #N/A | #N/A | #N/A
BAC-0777 | 5.5.12.51 | Kleppen - regelklep | #N/A | #N/A | #N/A | #N/A
BAC-0778 | 5.5.12.51 | Kleppen - regelklep | #N/A | #N/A | #N/A | #N/A
BAC-0779 | 5.3.20.30 | Water - circulator | #N/A | #N/A | #N/A | #N/A
BAC-0780 | 5.5.12.51 | Kleppen - regelklep | #N/A | #N/A | #N/A | #N/A
BAC-0781 | 5.5.12.51 | Kleppen - regelklep | #N/A | #N/A | #N/A | #N/A
BAC-0782 | 5.5.12.51 | Kleppen - regelklep | #N/A | #N/A | #N/A | #N/A
BAC-0783 | 5.3.20.03 | Warm water - collector | #N/A | #N/A | #N/A | #N/A
BAC-0784 | 6.1.51.25 | Algemeen laagspanningsbord | #N/A | #N/A | #N/A | #N/A
BAC-0785 | 5.7.71.91 | PG 2 batt. zonder bevochtiger | #N/A | #N/A | #N/A | #N/A
BAC-0786 | 5.7.71.91 | PG 2 batt. zonder bevochtiger | #N/A | #N/A | #N/A | #N/A
BAC-0787 | 5.3.20.30 | Water - circulator | #N/A | #N/A | #N/A | #N/A
BAC-0788 | 5.5.12.51 | Kleppen - regelklep | #N/A | #N/A | #N/A | #N/A
BAC-0789 | 5.5.12.51 | Kleppen - regelklep | #N/A | #N/A | #N/A | #N/A
BAC-0790 | 5.5.12.51 | Kleppen - regelklep | #N/A | #N/A | #N/A | #N/A
BAC-0791 | 5.7.70.75 | Brandklep - gemotoriseerd | #N/A | #N/A | #N/A | #N/A
BAC-0792 | 5.7.70.75 | Brandklep - gemotoriseerd | #N/A | #N/A | #N/A | #N/A
BAC-0793 | 5.7.70.75 | Brandklep - gemotoriseerd | #N/A | #N/A | #N/A | #N/A
BAC-0794 | 5.7.70.75 | Brandklep - gemotoriseerd | #N/A | #N/A | #N/A | #N/A
BAC-0795 | 5.7.70.75 | Brandklep - gemotoriseerd | #N/A | #N/A | #N/A | #N/A
BAC-0796 | 5.7.70.75 | Brandklep - gemotoriseerd | #N/A | #N/A | #N/A | #N/A
BAC-0797 | 5.7.70.75 | Brandklep - gemotoriseerd | #N/A | #N/A | #N/A | #N/A
BAC-0798 | 5.7.70.75 | Brandklep - gemotoriseerd | #N/A | #N/A | #N/A | #N/A
BAC-0799 | 5.7.70.75 | Brandklep - gemotoriseerd | #N/A | #N/A | #N/A | #N/A
BAC-0800 | 5.7.70.75 | Brandklep - gemotoriseerd | #N/A | #N/A | #N/A | #N/A
BAC-0801 | 5.3.20.03 | Warm water - collector | #N/A | #N/A | #N/A | #N/A
BAC-0802 | 5.3.20.03 | Warm water - collector | #N/A | #N/A | #N/A | #N/A
BAC-0803 | 5.5.12.51 | Kleppen - regelklep | #N/A | #N/A | #N/A | #N/A
BAC-0804 | 5.5.12.51 | Kleppen - regelklep | #N/A | #N/A | #N/A | #N/A
BAC-0805 | 5.5.12.51 | Kleppen - regelklep | #N/A | #N/A | #N/A | #N/A
BAC-0806 | 5.7.70.75 | Brandklep - gemotoriseerd | #N/A | #N/A | #N/A | #N/A
BAC-0807 | 5.3.20.03 | Warm water - collector | #N/A | #N/A | #N/A | #N/A
BAC-0808 | 5.5.12.51 | Kleppen - regelklep | #N/A | #N/A | #N/A | #N/A
BAC-0809 | 5.7.70.75 | Brandklep - gemotoriseerd | #N/A | #N/A | #N/A | #N/A
BAC-0810 | 5.5.13.58 | Warmtepomp lucht/lucht - binnenunit - wandmodel | #N/A | #N/A | #N/A | #N/A
BAC-0811 | 5.3.52.22 | Buffertank | #N/A | #N/A | #N/A | #N/A
BAC-0812 | 7.3.12.37 | Perslucht reservoir | #N/A | #N/A | #N/A | #N/A
BAC-0813 | 5.7.70.75 | Brandklep - gemotoriseerd | #N/A | #N/A | #N/A | #N/A
BAC-0814 | 5.7.70.75 | Brandklep - gemotoriseerd | #N/A | #N/A | #N/A | #N/A
BAC-0815 | 6.1.51.25 | Algemeen laagspanningsbord | #N/A | #N/A | #N/A | #N/A
BAC-0816 | 5.3.20.03 | Warm water - collector | #N/A | #N/A | #N/A | #N/A
BAC-0817 | 5.5.12.51 | Kleppen - regelklep | #N/A | #N/A | #N/A | #N/A
BAC-0818 | 5.5.12.51 | Kleppen - regelklep | #N/A | #N/A | #N/A | #N/A
BAC-0819 | 5.3.20.30 | Water - circulator | #N/A | #N/A | #N/A | #N/A
BAC-0820 | 5.5.12.51 | Kleppen - regelklep | #N/A | #N/A | #N/A | #N/A
BAC-0821 | 5.5.12.51 | Kleppen - regelklep | #N/A | #N/A | #N/A | #N/A
BAC-0822 | 5.3.20.30 | Water - circulator | #N/A | #N/A | #N/A | #N/A
BAC-0823 | 5.5.12.51 | Kleppen - regelklep | #N/A | #N/A | #N/A | #N/A
BAC-0824 | 5.5.12.51 | Kleppen - regelklep | #N/A | #N/A | #N/A | #N/A
BAC-0825 | 5.3.20.30 | Water - circulator | #N/A | #N/A | #N/A | #N/A
BAC-0826 | 5.5.12.51 | Kleppen - regelklep | #N/A | #N/A | #N/A | #N/A
BAC-0827 | 5.5.12.51 | Kleppen - regelklep | #N/A | #N/A | #N/A | #N/A
BAC-0828 | 5.3.20.30 | Water - circulator | #N/A | #N/A | #N/A | #N/A
BAC-0829 | 5.5.12.51 | Kleppen - regelklep | #N/A | #N/A | #N/A | #N/A
BAC-0830 | 5.5.12.51 | Kleppen - regelklep | #N/A | #N/A | #N/A | #N/A
BAC-0831 | 5.3.20.30 | Water - circulator | #N/A | #N/A | #N/A | #N/A
BAC-0832 | 5.5.12.51 | Kleppen - regelklep | #N/A | #N/A | #N/A | #N/A
BAC-0833 | 5.3.23.11 | Warm water - buffervat | #N/A | #N/A | #N/A | #N/A
BAC-0834 | 5.3.20.30 | Water - circulator | #N/A | #N/A | #N/A | #N/A
BAC-0835 | 5.7.70.75 | Brandklep - gemotoriseerd | #N/A | #N/A | #N/A | #N/A
BAC-0836 | 5.5.12.51 | Kleppen - regelklep | #N/A | #N/A | #N/A | #N/A
BAC-0837 | 5.7.71.91 | PG 2 batt. zonder bevochtiger | #N/A | #N/A | #N/A | #N/A
BAC-0838 | 5.7.71.91 | PG 2 batt. zonder bevochtiger | #N/A | #N/A | #N/A | #N/A
BAC-0839 | 5.3.20.30 | Water - circulator | #N/A | #N/A | #N/A | #N/A
BAC-0840 | 5.5.12.51 | Kleppen - regelklep | #N/A | #N/A | #N/A | #N/A
BAC-0841 | 5.5.12.51 | Kleppen - regelklep | #N/A | #N/A | #N/A | #N/A
BAC-0842 | 5.5.12.51 | Kleppen - regelklep | #N/A | #N/A | #N/A | #N/A
BAC-0843 | 5.3.20.30 | Water - circulator | #N/A | #N/A | #N/A | #N/A
BAC-0844 | 7.3.12.37 | Perslucht reservoir | #N/A | #N/A | #N/A | #N/A
BAC-0845 | 5.7.70.75 | Brandklep - gemotoriseerd | #N/A | #N/A | #N/A | #N/A
BAC-0846 | 5.3.23.11 | Warm water - buffervat | #N/A | #N/A | #N/A | #N/A
BAC-0847 | 5.3.20.30 | Water - circulator | #N/A | #N/A | #N/A | #N/A
BAC-0848 | 5.7.70.75 | Brandklep - gemotoriseerd | #N/A | #N/A | #N/A | #N/A
BAC-0849 | 5.7.71.91 | PG 2 batt. zonder bevochtiger | #N/A | #N/A | #N/A | #N/A
BAC-0850 | 5.7.70.52 | Filtersectie (Component) | #N/A | #N/A | #N/A | #N/A
BAC-0851 | 5.7.70.34 | Naverwarming - batterij met water (Component) | #N/A | #N/A | #N/A | #N/A
BAC-0852 | 5.3.20.30 | Water - circulator | #N/A | #N/A | #N/A | #N/A
BAC-0853 | 5.5.12.51 | Kleppen - regelklep | #N/A | #N/A | #N/A | #N/A
BAC-0854 | 5.5.12.51 | Kleppen - regelklep | #N/A | #N/A | #N/A | #N/A
BAC-0855 | 5.5.12.51 | Kleppen - regelklep | #N/A | #N/A | #N/A | #N/A
BAC-0856 | 5.3.20.03 | Warm water - collector | #N/A | #N/A | #N/A | #N/A
BAC-0857 | 5.5.12.51 | Kleppen - regelklep | #N/A | #N/A | #N/A | #N/A
BAC-0858 | 5.1.29.27 | Stookolietank bovengronds - Waals gewest = 3000 L 25000 L | #N/A | #N/A | #N/A | #N/A
BAC-0859 | 5.3.20.03 | Warm water - collector | #N/A | #N/A | #N/A | #N/A
BAC-0860 | 5.5.12.51 | Kleppen - regelklep | #N/A | #N/A | #N/A | #N/A
BAC-0861 | 5.7.70.75 | Brandklep - gemotoriseerd | #N/A | #N/A | #N/A | #N/A
BAC-0862 | 5.7.70.75 | Brandklep - gemotoriseerd | #N/A | #N/A | #N/A | #N/A
BAC-0863 | 5.7.70.75 | Brandklep - gemotoriseerd | #N/A | #N/A | #N/A | #N/A
BAC-0864 | 5.3.20.03 | Warm water - collector | #N/A | #N/A | #N/A | #N/A
BAC-0865 | 5.5.12.51 | Kleppen - regelklep | #N/A | #N/A | #N/A | #N/A
BAC-0866 | 5.5.12.51 | Kleppen - regelklep | #N/A | #N/A | #N/A | #N/A
BAC-0867 | 5.7.70.75 | Brandklep - gemotoriseerd | #N/A | #N/A | #N/A | #N/A
BAC-0868 | 5.3.20.03 | Warm water - collector | #N/A | #N/A | #N/A | #N/A
BAC-0869 | 5.5.12.51 | Kleppen - regelklep | #N/A | #N/A | #N/A | #N/A
BAC-0870 | 5.3.20.03 | Warm water - collector | #N/A | #N/A | #N/A | #N/A
BAC-0871 | 5.5.12.51 | Kleppen - regelklep | #N/A | #N/A | #N/A | #N/A
BAC-0872 | 5.3.20.03 | Warm water - collector | #N/A | #N/A | #N/A | #N/A
BAC-0873 | 5.5.12.51 | Kleppen - regelklep | #N/A | #N/A | #N/A | #N/A
BAC-0874 | 5.3.20.03 | Warm water - collector | #N/A | #N/A | #N/A | #N/A
BAC-0875 | 5.5.12.51 | Kleppen - regelklep | #N/A | #N/A | #N/A | #N/A
BAC-0876 | 5.3.20.03 | Warm water - collector | #N/A | #N/A | #N/A | #N/A
BAC-0877 | 5.5.12.51 | Kleppen - regelklep | #N/A | #N/A | #N/A | #N/A
BAC-0878 | 5.3.20.03 | Warm water - collector | #N/A | #N/A | #N/A | #N/A
BAC-0879 | 5.5.12.51 | Kleppen - regelklep | #N/A | #N/A | #N/A | #N/A
BAC-0880 | 5.3.20.03 | Warm water - collector | #N/A | #N/A | #N/A | #N/A
BAC-0881 | 5.5.12.51 | Kleppen - regelklep | #N/A | #N/A | #N/A | #N/A
BAC-0882 | 5.5.12.51 | Kleppen - regelklep | #N/A | #N/A | #N/A | #N/A
BAC-0883 | 7.3.22.00 | Dampkap - industrieel | #N/A | #N/A | #N/A | #N/A
BAC-0884 | 5.3.20.03 | Warm water - collector | #N/A | #N/A | #N/A | #N/A
BAC-0885 | 5.5.12.51 | Kleppen - regelklep | #N/A | #N/A | #N/A | #N/A
BAC-0886 | 7.3.22.00 | Dampkap - industrieel | #N/A | #N/A | #N/A | #N/A
BAC-0887 | 5.3.20.03 | Warm water - collector | #N/A | #N/A | #N/A | #N/A
BAC-0888 | 5.5.12.51 | Kleppen - regelklep | #N/A | #N/A | #N/A | #N/A
BAC-0889 | 5.4.21.52 | Klimaatkast met directe expansie - KOUD | #N/A | #N/A | #N/A | #N/A
BAC-0890 | 5.7.71.91 | PG 2 batt. zonder bevochtiger | #N/A | #N/A | #N/A | #N/A
BAC-0891 | 5.7.71.84 | EG met menging en luchtfilters | #N/A | #N/A | #N/A | #N/A
BAC-0892 | 5.5.12.51 | Kleppen - regelklep | #N/A | #N/A | #N/A | #N/A
BAC-0893 | 5.5.12.51 | Kleppen - regelklep | #N/A | #N/A | #N/A | #N/A
BAC-0894 | 5.5.12.51 | Kleppen - regelklep | #N/A | #N/A | #N/A | #N/A
BAC-0895 | 5.5.12.51 | Kleppen - regelklep | #N/A | #N/A | #N/A | #N/A
BAC-0896 | 5.5.12.51 | Kleppen - regelklep | #N/A | #N/A | #N/A | #N/A
BAC-0897 | 5.3.20.30 | Water - circulator | #N/A | #N/A | #N/A | #N/A
BAC-0898 | 5.5.12.51 | Kleppen - regelklep | #N/A | #N/A | #N/A | #N/A
BAC-0899 | 5.7.70.75 | Brandklep - gemotoriseerd | #N/A | #N/A | #N/A | #N/A
BAC-0900 | 5.7.70.75 | Brandklep - gemotoriseerd | #N/A | #N/A | #N/A | #N/A
BAC-0901 | 5.7.70.75 | Brandklep - gemotoriseerd | #N/A | #N/A | #N/A | #N/A
BAC-0902 | 5.3.20.03 | Warm water - collector | #N/A | #N/A | #N/A | #N/A
BAC-0903 | 5.5.12.51 | Kleppen - regelklep | #N/A | #N/A | #N/A | #N/A
BAC-0904 | 5.5.12.51 | Kleppen - regelklep | #N/A | #N/A | #N/A | #N/A
BAC-0905 | 5.7.71.91 | PG 2 batt. zonder bevochtiger | #N/A | #N/A | #N/A | #N/A
BAC-0906 | 5.4.21.52 | Klimaatkast met directe expansie - KOUD | #N/A | #N/A | #N/A | #N/A
BAC-0907 | 5.7.70.75 | Brandklep - gemotoriseerd | #N/A | #N/A | #N/A | #N/A
BAC-0908 | 5.7.70.75 | Brandklep - gemotoriseerd | #N/A | #N/A | #N/A | #N/A
BAC-0909 | 5.7.70.75 | Brandklep - gemotoriseerd | #N/A | #N/A | #N/A | #N/A
BAC-0910 | 5.7.70.75 | Brandklep - gemotoriseerd | #N/A | #N/A | #N/A | #N/A
BAC-0911 | 5.7.70.75 | Brandklep - gemotoriseerd | #N/A | #N/A | #N/A | #N/A
BAC-0912 | 5.7.70.75 | Brandklep - gemotoriseerd | #N/A | #N/A | #N/A | #N/A
BAC-0913 | 5.3.20.03 | Warm water - collector | #N/A | #N/A | #N/A | #N/A
BAC-0914 | 5.5.12.51 | Kleppen - regelklep | #N/A | #N/A | #N/A | #N/A
BAC-0915 | 5.5.12.51 | Kleppen - regelklep | #N/A | #N/A | #N/A | #N/A
BAC-0916 | 5.7.70.75 | Brandklep - gemotoriseerd | #N/A | #N/A | #N/A | #N/A
BAC-0917 | 5.7.70.75 | Brandklep - gemotoriseerd | #N/A | #N/A | #N/A | #N/A
BAC-0918 | 5.7.70.75 | Brandklep - gemotoriseerd | #N/A | #N/A | #N/A | #N/A
BAC-0919 | 5.3.20.03 | Warm water - collector | #N/A | #N/A | #N/A | #N/A
BAC-0920 | 5.5.12.51 | Kleppen - regelklep | #N/A | #N/A | #N/A | #N/A
BAC-0921 | 5.3.20.03 | Warm water - collector | #N/A | #N/A | #N/A | #N/A
BAC-0922 | 5.5.12.51 | Kleppen - regelklep | #N/A | #N/A | #N/A | #N/A
BAC-0923 | 5.3.20.03 | Warm water - collector | #N/A | #N/A | #N/A | #N/A
BAC-0924 | 5.5.12.51 | Kleppen - regelklep | #N/A | #N/A | #N/A | #N/A
BAC-0925 | 5.3.20.03 | Warm water - collector | #N/A | #N/A | #N/A | #N/A
BAC-0926 | 5.5.12.51 | Kleppen - regelklep | #N/A | #N/A | #N/A | #N/A
BAC-0927 | 5.3.52.22 | Buffertank | #N/A | #N/A | #N/A | #N/A
BAC-0928 | 5.7.70.75 | Brandklep - gemotoriseerd | #N/A | #N/A | #N/A | #N/A
BAC-0929 | 5.7.70.75 | Brandklep - gemotoriseerd | #N/A | #N/A | #N/A | #N/A
BAC-0930 | 5.3.20.03 | Warm water - collector | #N/A | #N/A | #N/A | #N/A
BAC-0931 | 5.5.12.51 | Kleppen - regelklep | #N/A | #N/A | #N/A | #N/A
BAC-0932 | 5.7.70.75 | Brandklep - gemotoriseerd | #N/A | #N/A | #N/A | #N/A
BAC-0933 | 5.7.70.75 | Brandklep - gemotoriseerd | #N/A | #N/A | #N/A | #N/A
BAC-0934 | 7.3.12.37 | Perslucht reservoir | #N/A | #N/A | #N/A | #N/A
BAC-0935 | 5.3.23.11 | Warm water - buffervat | #N/A | #N/A | #N/A | #N/A
BAC-0936 | 5.7.71.91 | PG 2 batt. zonder bevochtiger | #N/A | #N/A | #N/A | #N/A
BAC-0937 | 5.5.12.51 | Kleppen - regelklep | #N/A | #N/A | #N/A | #N/A
BAC-0938 | 5.3.20.30 | Water - circulator | #N/A | #N/A | #N/A | #N/A
BAC-0939 | 5.5.12.51 | Kleppen - regelklep | #N/A | #N/A | #N/A | #N/A
BAC-0940 | 5.5.12.51 | Kleppen - regelklep | #N/A | #N/A | #N/A | #N/A
BAC-0941 | 5.5.12.51 | Kleppen - regelklep | #N/A | #N/A | #N/A | #N/A
BAC-0942 | 5.3.20.30 | Water - circulator | #N/A | #N/A | #N/A | #N/A
BAC-0943 | 5.5.12.51 | Kleppen - regelklep | #N/A | #N/A | #N/A | #N/A
BAC-0944 | 5.5.12.51 | Kleppen - regelklep | #N/A | #N/A | #N/A | #N/A
BAC-0945 | 5.3.20.30 | Water - circulator | #N/A | #N/A | #N/A | #N/A
BAC-0946 | 5.5.12.51 | Kleppen - regelklep | #N/A | #N/A | #N/A | #N/A
BAC-0947 | 5.3.20.30 | Water - circulator | #N/A | #N/A | #N/A | #N/A
BAC-0948 | 5.5.12.51 | Kleppen - regelklep | #N/A | #N/A | #N/A | #N/A
BAC-0949 | 5.5.12.51 | Kleppen - regelklep | #N/A | #N/A | #N/A | #N/A
BAC-0950 | 5.3.20.30 | Water - circulator | #N/A | #N/A | #N/A | #N/A
BAC-0951 | 5.5.12.51 | Kleppen - regelklep | #N/A | #N/A | #N/A | #N/A
BAC-0952 | 5.5.12.51 | Kleppen - regelklep | #N/A | #N/A | #N/A | #N/A
BAC-0953 | 5.5.12.51 | Kleppen - regelklep | #N/A | #N/A | #N/A | #N/A
BAC-0954 | 5.5.12.51 | Kleppen - regelklep | #N/A | #N/A | #N/A | #N/A
BAC-0955 | 5.5.12.51 | Kleppen - regelklep | #N/A | #N/A | #N/A | #N/A
BAC-0956 | 5.3.20.30 | Water - circulator | #N/A | #N/A | #N/A | #N/A
BAC-0957 | 7.3.12.37 | Perslucht reservoir | #N/A | #N/A | #N/A | #N/A
BAC-0958 | 5.7.71.91 | PG 2 batt. zonder bevochtiger | #N/A | #N/A | #N/A | #N/A
BAC-0959 | 5.7.71.84 | EG met menging en luchtfilters | #N/A | #N/A | #N/A | #N/A
BAC-0960 | 5.3.20.30 | Water - circulator | #N/A | #N/A | #N/A | #N/A
BAC-0961 | 5.5.12.51 | Kleppen - regelklep | #N/A | #N/A | #N/A | #N/A
BAC-0962 | 5.5.12.51 | Kleppen - regelklep | #N/A | #N/A | #N/A | #N/A
BAC-0963 | 5.5.12.51 | Kleppen - regelklep | #N/A | #N/A | #N/A | #N/A
BAC-0964 | 5.3.23.11 | Warm water - buffervat | #N/A | #N/A | #N/A | #N/A
BAC-0965 | 5.3.23.11 | Warm water - buffervat | #N/A | #N/A | #N/A | #N/A
BAC-0966 | 5.3.20.30 | Water - circulator | #N/A | #N/A | #N/A | #N/A
BAC-0967 | 5.3.20.30 | Water - circulator | #N/A | #N/A | #N/A | #N/A
BAC-0968 | 5.5.12.51 | Kleppen - regelklep | #N/A | #N/A | #N/A | #N/A
BAC-0969 | 5.7.70.75 | Brandklep - gemotoriseerd | #N/A | #N/A | #N/A | #N/A
BAC-0970 | 5.7.70.75 | Brandklep - gemotoriseerd | #N/A | #N/A | #N/A | #N/A
BAC-0971 | 5.7.70.75 | Brandklep - gemotoriseerd | #N/A | #N/A | #N/A | #N/A
BAC-0972 | 5.7.70.75 | Brandklep - gemotoriseerd | #N/A | #N/A | #N/A | #N/A
BAC-0973 | 5.1.29.27 | Stookolietank bovengronds - Waals gewest = 3000 L 25000 L | #N/A | #N/A | #N/A | #N/A
BAC-0974 | 5.5.13.58 | Warmtepomp lucht/lucht - binnenunit - wandmodel | #N/A | #N/A | #N/A | #N/A
BAC-0975 | 5.4.21.52 | Klimaatkast met directe expansie - KOUD | #N/A | #N/A | #N/A | #N/A
BAC-0976 | 5.3.52.20 | Voorfilters | #N/A | #N/A | #N/A | #N/A
BAC-0977 | 5.3.52.20 | Voorfilters | #N/A | #N/A | #N/A | #N/A
BAC-0978 | 5.7.70.75 | Brandklep - gemotoriseerd | #N/A | #N/A | #N/A | #N/A
BAC-0979 | 5.3.52.20 | Voorfilters | #N/A | #N/A | #N/A | #N/A
BAC-0980 | 5.3.52.20 | Voorfilters | #N/A | #N/A | #N/A | #N/A
BAC-0981 | 5.3.52.20 | Voorfilters | #N/A | #N/A | #N/A | #N/A
BAC-0982 | 5.3.52.20 | Voorfilters | #N/A | #N/A | #N/A | #N/A
BAC-0983 | 5.7.71.91 | PG 2 batt. zonder bevochtiger | #N/A | #N/A | #N/A | #N/A
BAC-0984 | 5.4.21.52 | Klimaatkast met directe expansie - KOUD | #N/A | #N/A | #N/A | #N/A
BAC-0985 | 5.4.21.52 | Klimaatkast met directe expansie - KOUD | #N/A | #N/A | #N/A | #N/A
BAC-0986 | 5.4.21.52 | Klimaatkast met directe expansie - KOUD | #N/A | #N/A | #N/A | #N/A
BAC-0987 | 5.4.21.52 | Klimaatkast met directe expansie - KOUD | #N/A | #N/A | #N/A | #N/A
BAC-0988 | 5.4.21.52 | Klimaatkast met directe expansie - KOUD | #N/A | #N/A | #N/A | #N/A
BAC-0989 | 6.1.51.25 | Algemeen laagspanningsbord | #N/A | #N/A | #N/A | #N/A
BAC-0990 | 7.3.12.37 | Perslucht reservoir | #N/A | #N/A | #N/A | #N/A
BAC-0991 | 5.3.20.30 | Water - circulator | #N/A | #N/A | #N/A | #N/A
BAC-0992 | 5.3.20.30 | Water - circulator | #N/A | #N/A | #N/A | #N/A
BAC-0993 | 5.5.12.51 | Kleppen - regelklep | #N/A | #N/A | #N/A | #N/A
BAC-0994 | 5.3.23.11 | Warm water - buffervat | #N/A | #N/A | #N/A | #N/A
BAC-0995 | 5.5.12.51 | Kleppen - regelklep | #N/A | #N/A | #N/A | #N/A
BAC-0996 | 5.3.23.11 | Warm water - buffervat | #N/A | #N/A | #N/A | #N/A
BAC-0997 | 5.3.20.30 | Water - circulator | #N/A | #N/A | #N/A | #N/A
BAC-0998 | 5.5.12.51 | Kleppen - regelklep | #N/A | #N/A | #N/A | #N/A
BAC-0999 | 5.5.12.51 | Kleppen - regelklep | #N/A | #N/A | #N/A | #N/A
BAC-1000 | 5.3.20.30 | Water - circulator | 5.3.20.30 | Water - circulator | OK | OK
BAC-1001 | 5.5.12.51 | Kleppen - regelklep | 5.5.12.51 | Kleppen - regelklep | OK | OK
BAC-1002 | 5.5.12.51 | Kleppen - regelklep | 5.5.12.51 | Kleppen - regelklep | OK | OK
BAC-1003 | 5.5.12.51 | Kleppen - regelklep | 5.5.12.51 | Kleppen - regelklep | OK | OK
BAC-1004 | 5.7.70.75 | Brandklep - gemotoriseerd | 5.7.70.75 | Brandklep - gemotoriseerd | OK | OK
BAC-1005 | 5.7.70.75 | Brandklep - gemotoriseerd | 5.7.70.75 | Brandklep - gemotoriseerd | OK | OK
BAC-1006 | 5.4.21.52 | Klimaatkast met directe expansie - KOUD | 5.4.21.52 | Klimaatkast met directe expansie - KOUD | OK | OK
BAC-1007 | 5.4.21.52 | Klimaatkast met directe expansie - KOUD | 5.4.21.52 | Klimaatkast met directe expansie - KOUD | OK | OK
BAC-1008 | 5.4.21.52 | Klimaatkast met directe expansie - KOUD | 5.4.21.52 | Klimaatkast met directe expansie - KOUD | OK | OK
BAC-1009 | 5.4.21.52 | Klimaatkast met directe expansie - KOUD | 5.4.21.52 | Klimaatkast met directe expansie - KOUD | OK | OK
BAC-1010 | 5.7.70.75 | Brandklep - gemotoriseerd | 5.7.70.75 | Brandklep - gemotoriseerd | OK | OK
BAC-1011 | 6.1.51.25 | Algemeen laagspanningsbord | 6.1.51.25 | Algemeen laagspanningsbord | OK | OK
BAC-1012 | 5.7.70.75 | Brandklep - gemotoriseerd | 5.7.70.75 | Brandklep - gemotoriseerd | OK | OK
BAC-1013 | 5.4.21.52 | Klimaatkast met directe expansie - KOUD | 5.4.21.52 | Klimaatkast met directe expansie - KOUD | OK | OK
BAC-1014 | 5.4.21.52 | Klimaatkast met directe expansie - KOUD | 5.4.21.52 | Klimaatkast met directe expansie - KOUD | OK | OK
BAC-1015 | 5.4.21.52 | Klimaatkast met directe expansie - KOUD | 5.4.21.52 | Klimaatkast met directe expansie - KOUD | OK | OK
BAC-1016 | 5.7.70.75 | Brandklep - gemotoriseerd | 5.7.70.75 | Brandklep - gemotoriseerd | OK | OK
BAC-1017 | 5.7.70.75 | Brandklep - gemotoriseerd | 5.7.70.75 | Brandklep - gemotoriseerd | OK | OK
BAC-1018 | 5.4.21.52 | Klimaatkast met directe expansie - KOUD | 5.4.21.52 | Klimaatkast met directe expansie - KOUD | OK | OK
BAC-1019 | 5.7.70.75 | Brandklep - gemotoriseerd | 5.7.70.75 | Brandklep - gemotoriseerd | OK | OK
BAC-1020 | 5.4.21.52 | Klimaatkast met directe expansie - KOUD | 5.4.21.52 | Klimaatkast met directe expansie - KOUD | OK | OK
BAC-1021 | 5.4.21.52 | Klimaatkast met directe expansie - KOUD | 5.4.21.52 | Klimaatkast met directe expansie - KOUD | OK | OK
BAC-1022 | 5.3.20.30 | Water - circulator | 5.3.20.30 | Water - circulator | OK | OK
BAC-1023 | 5.5.12.51 | Kleppen - regelklep | 5.5.12.51 | Kleppen - regelklep | OK | OK
BAC-1024 | 5.5.12.51 | Kleppen - regelklep | 5.5.12.51 | Kleppen - regelklep | OK | OK
BAC-1025 | 5.7.70.75 | Brandklep - gemotoriseerd | 5.7.70.75 | Brandklep - gemotoriseerd | OK | OK
BAC-1026 | 5.7.70.75 | Brandklep - gemotoriseerd | 5.7.70.75 | Brandklep - gemotoriseerd | OK | OK
BAC-1027 | 5.7.70.75 | Brandklep - gemotoriseerd | 5.7.70.75 | Brandklep - gemotoriseerd | OK | OK
BAC-1028 | 5.5.12.51 | Kleppen - regelklep | 5.5.12.51 | Kleppen - regelklep | OK | OK
BAC-1029 | 5.5.12.51 | Kleppen - regelklep | 5.5.12.51 | Kleppen - regelklep | OK | OK
BAC-1030 | 5.7.70.75 | Brandklep - gemotoriseerd | 5.7.70.75 | Brandklep - gemotoriseerd | OK | OK
BAC-1031 | 5.7.70.75 | Brandklep - gemotoriseerd | 5.7.70.75 | Brandklep - gemotoriseerd | OK | OK
BAC-1032 | 5.7.70.75 | Brandklep - gemotoriseerd | 5.7.70.75 | Brandklep - gemotoriseerd | OK | OK
BAC-1033 | 5.7.70.75 | Brandklep - gemotoriseerd | 5.7.70.75 | Brandklep - gemotoriseerd | OK | OK
BAC-1034 | 5.3.20.03 | Warm water - collector | 5.3.20.03 | Warm water - collector | OK | OK
BAC-1035 | 5.3.20.03 | Warm water - collector | 5.3.20.03 | Warm water - collector | OK | OK
BAC-1036 | 5.7.71.91 | PG 2 batt. zonder bevochtiger | 5.7.71.91 | PG 2 batt. zonder bevochtiger | OK | OK
BAC-1037 | 5.7.71.84 | EG met menging en luchtfilters | 5.7.71.84 | EG met menging en luchtfilters | OK | OK
BAC-1038 | 5.5.13.58 | Warmtepomp lucht/lucht - binnenunit - wandmodel | 5.5.13.58 | Warmtepomp lucht/lucht - binnenunit - wandmodel | OK | OK
BAC-1039 | 5.5.13.58 | Warmtepomp lucht/lucht - binnenunit - wandmodel | 5.5.13.58 | Warmtepomp lucht/lucht - binnenunit - wandmodel | OK | OK
BAC-1040 | 5.5.13.58 | Warmtepomp lucht/lucht - binnenunit - wandmodel | 5.5.13.58 | Warmtepomp lucht/lucht - binnenunit - wandmodel | OK | OK
BAC-1041 | 5.5.13.58 | Warmtepomp lucht/lucht - binnenunit - wandmodel | 5.5.13.58 | Warmtepomp lucht/lucht - binnenunit - wandmodel | OK | OK
BAC-1042 | 5.5.13.58 | Warmtepomp lucht/lucht - binnenunit - wandmodel | 5.5.13.58 | Warmtepomp lucht/lucht - binnenunit - wandmodel | OK | OK
BAC-1043 | 5.4.21.52 | Klimaatkast met directe expansie - KOUD | 5.4.21.52 | Klimaatkast met directe expansie - KOUD | OK | OK
BAC-1044 | 5.4.21.52 | Klimaatkast met directe expansie - KOUD | 5.4.21.52 | Klimaatkast met directe expansie - KOUD | OK | OK
BAC-1045 | 5.5.13.58 | Warmtepomp lucht/lucht - binnenunit - wandmodel | 5.5.13.58 | Warmtepomp lucht/lucht - binnenunit - wandmodel | OK | OK
BAC-1046 | 5.7.71.91 | PG 2 batt. zonder bevochtiger | 5.7.71.91 | PG 2 batt. zonder bevochtiger | OK | OK
BAC-1047 | 5.7.71.84 | EG met menging en luchtfilters | 5.7.71.84 | EG met menging en luchtfilters | OK | OK
BAC-1048 | 5.4.21.52 | Klimaatkast met directe expansie - KOUD | 5.4.21.52 | Klimaatkast met directe expansie - KOUD | OK | OK
BAC-1049 | 5.4.21.52 | Klimaatkast met directe expansie - KOUD | 5.4.21.52 | Klimaatkast met directe expansie - KOUD | OK | OK
BAC-1050 | 5.4.21.52 | Klimaatkast met directe expansie - KOUD | 5.4.21.52 | Klimaatkast met directe expansie - KOUD | OK | OK
BAC-1051 | 5.4.21.52 | Klimaatkast met directe expansie - KOUD | 5.4.21.52 | Klimaatkast met directe expansie - KOUD | OK | OK
BAC-1052 | 5.4.21.52 | Klimaatkast met directe expansie - KOUD | 5.4.21.52 | Klimaatkast met directe expansie - KOUD | OK | OK
BAC-1053 | 5.5.12.51 | Kleppen - regelklep | 5.5.12.51 | Kleppen - regelklep | OK | OK
BAC-1054 | 5.5.12.51 | Kleppen - regelklep | 5.5.12.51 | Kleppen - regelklep | OK | OK
BAC-1055 | 5.5.12.51 | Kleppen - regelklep | 5.5.12.51 | Kleppen - regelklep | OK | OK
BAC-1056 | 5.5.12.51 | Kleppen - regelklep | 5.5.12.51 | Kleppen - regelklep | OK | OK
BAC-1057 | 5.5.12.51 | Kleppen - regelklep | 5.5.12.51 | Kleppen - regelklep | OK | OK
BAC-1058 | 5.5.12.51 | Kleppen - regelklep | 5.5.12.51 | Kleppen - regelklep | OK | OK
BAC-1059 | 5.1.29.38 | Ontluchtingssysteem - Waals gewest | 5.1.29.38 | Ontluchtingssysteem - Waals gewest | OK | OK
BAC-1060 | 7.3.12.37 | Perslucht reservoir | 7.3.12.37 | Perslucht reservoir | OK | OK
BAC-1061 | 5.5.12.51 | Kleppen - regelklep | 5.5.12.51 | Kleppen - regelklep | OK | OK
BAC-1062 | 5.4.21.52 | Klimaatkast met directe expansie - KOUD | 5.4.21.52 | Klimaatkast met directe expansie - KOUD | OK | OK
BAC-1063 | 5.4.21.52 | Klimaatkast met directe expansie - KOUD | 5.4.21.52 | Klimaatkast met directe expansie - KOUD | OK | OK
BAC-1064 | 5.5.12.51 | Kleppen - regelklep | 5.5.12.51 | Kleppen - regelklep | OK | OK
BAC-1065 | 5.5.12.51 | Kleppen - regelklep | 5.5.12.51 | Kleppen - regelklep | OK | OK
BAC-1066 | 5.5.12.51 | Kleppen - regelklep | 5.5.12.51 | Kleppen - regelklep | OK | OK
BAC-1067 | 5.5.12.51 | Kleppen - regelklep | 5.5.12.51 | Kleppen - regelklep | OK | OK
BAC-1068 | 5.5.12.51 | Kleppen - regelklep | 5.5.12.51 | Kleppen - regelklep | OK | OK
BAC-1069 | 7.3.12.37 | Perslucht reservoir | 7.3.12.37 | Perslucht reservoir | OK | OK
BAC-1070 | 5.3.20.30 | Water - circulator | 5.3.20.30 | Water - circulator | OK | OK
BAC-1071 | 5.1.29.38 | Ontluchtingssysteem - Waals gewest | 5.1.29.38 | Ontluchtingssysteem - Waals gewest | OK | OK
BAC-1072 | 5.5.12.51 | Kleppen - regelklep | 5.5.12.51 | Kleppen - regelklep | OK | OK
BAC-1073 | 5.5.12.51 | Kleppen - regelklep | 5.5.12.51 | Kleppen - regelklep | OK | OK
BAC-1074 | 5.5.12.51 | Kleppen - regelklep | 5.5.12.51 | Kleppen - regelklep | OK | OK
BAC-1075 | 7.3.12.32 | Luchtcompressor | 7.3.12.32 | Luchtcompressor | OK | OK
BAC-1076 | 5.7.61.12 | Luchtverhitter op hoogte | 5.7.61.12 | Luchtverhitter op hoogte | OK | OK
BAC-1077 | 7.3.12.32 | Luchtcompressor | 7.3.12.32 | Luchtcompressor | OK | OK
BAC-1078 | 5.7.61.12 | Luchtverhitter op hoogte | 5.7.61.12 | Luchtverhitter op hoogte | OK | OK
BAC-1079 | 5.1.21.56 | Gasketel - vloermodel ( = 100 kW) | 5.1.21.55 | Gasketel - vloermodel (<= 100 kW) | NOK | NOK
BAC-1080 | 5.7.70.10 | Stoombevochtiger | 5.7.70.10 | Stoombevochtiger | OK | OK
BAC-1081 | 5.7.71.41 | Ventiloconvector vloermodel | 5.7.71.41 | Ventiloconvector vloermodel | OK | OK
BAC-1082 | 5.7.70.10 | Stoombevochtiger | 5.7.70.10 | Stoombevochtiger | OK | OK
BAC-1083 | 9.0.99.25 | Telleropname | 9.0.99.25 | Telleropname | OK | OK
BAC-1084 | 9.0.99.25 | Telleropname | 9.0.99.25 | Telleropname | OK | OK
BAC-1085 | 9.0.99.25 | Telleropname | 9.0.99.25 | Telleropname | OK | OK
BAC-1086 | 9.0.99.25 | Telleropname | 9.0.99.25 | Telleropname | OK | OK
BAC-1087 | 9.0.99.25 | Telleropname | 9.0.99.25 | Telleropname | OK | OK
BAC-1088 | 5.3.52.14 | Omgekeerde osmose installatie | 5.3.52.14 | Omgekeerde osmose installatie | OK | OK
BAC-1089 | 5.4.21.52 | Klimaatkast met directe expansie - KOUD | 5.4.21.52 | Klimaatkast met directe expansie - KOUD | OK | OK
BAC-1090 | 5.4.21.52 | Klimaatkast met directe expansie - KOUD | 5.4.21.52 | Klimaatkast met directe expansie - KOUD | OK | OK
BAC-1091 | 5.7.61.21 | Warmeluchtgordijn | 5.7.61.21 | Warmeluchtgordijn | OK | OK
BAC-1092 | 5.7.61.21 | Warmeluchtgordijn | 5.7.61.21 | Warmeluchtgordijn | OK | OK
BAC-1093 | 5.4.21.52 | Klimaatkast met directe expansie - KOUD | 5.4.21.52 | Klimaatkast met directe expansie - KOUD | OK | OK
BAC-1094 | 5.4.21.52 | Klimaatkast met directe expansie - KOUD | 5.4.21.52 | Klimaatkast met directe expansie - KOUD | OK | OK
BAC-1095 | 5.4.21.52 | Klimaatkast met directe expansie - KOUD | 5.4.21.52 | Klimaatkast met directe expansie - KOUD | OK | OK
BAC-1096 | 5.6.12.00 | Convector | 5.6.12.00 | Convector | OK | OK
BAC-1097 | 5.4.21.52 | Klimaatkast met directe expansie - KOUD | 5.4.21.52 | Klimaatkast met directe expansie - KOUD | OK | OK
BAC-1098 | 5.4.21.52 | Klimaatkast met directe expansie - KOUD | 5.4.21.52 | Klimaatkast met directe expansie - KOUD | OK | OK
BAC-1099 | 5.7.70.25 | Recuperatie - warmtewiel (Component) | 5.7.70.25 | Recuperatie - warmtewiel (Component) | OK | OK
BAC-1100 | 5.7.70.25 | Recuperatie - warmtewiel (Component) | 5.7.70.25 | Recuperatie - warmtewiel (Component) | OK | OK
BAC-1101 | 5.7.21.06 | Ventilatoren - boxventilator | 5.7.21.06 | Ventilatoren - boxventilator | OK | OK
BAC-1102 | 5.7.71.84 | EG met menging en luchtfilters | 5.7.71.84 | EG met menging en luchtfilters | OK | OK
BAC-1103 | 5.7.71.84 | EG met menging en luchtfilters | 5.7.71.84 | EG met menging en luchtfilters | OK | OK
BAC-1104 | 5.7.71.84 | EG met menging en luchtfilters | 5.7.71.84 | EG met menging en luchtfilters | OK | OK
BAC-1105 | 5.7.71.84 | EG met menging en luchtfilters | 5.7.71.84 | EG met menging en luchtfilters | OK | OK
BAC-1106 | 5.7.71.84 | EG met menging en luchtfilters | 5.7.71.84 | EG met menging en luchtfilters | OK | OK
BAC-1107 | 5.7.71.84 | EG met menging en luchtfilters | 5.7.71.84 | EG met menging en luchtfilters | OK | OK
BAC-1108 | 5.7.71.84 | EG met menging en luchtfilters | 5.7.71.84 | EG met menging en luchtfilters | OK | OK
BAC-1109 | 5.7.71.84 | EG met menging en luchtfilters | 5.7.71.84 | EG met menging en luchtfilters | OK | OK
BAC-1110 | 5.7.71.84 | EG met menging en luchtfilters | 5.7.71.84 | EG met menging en luchtfilters | OK | OK
BAC-1111 | 5.7.71.84 | EG met menging en luchtfilters | 5.7.71.84 | EG met menging en luchtfilters | OK | OK
BAC-1112 | 5.7.71.84 | EG met menging en luchtfilters | 5.7.71.84 | EG met menging en luchtfilters | OK | OK
BAC-1113 | 5.7.71.84 | EG met menging en luchtfilters | 5.7.71.84 | EG met menging en luchtfilters | OK | OK
BAC-1114 | 5.7.71.84 | EG met menging en luchtfilters | 5.7.71.84 | EG met menging en luchtfilters | OK | OK
BAC-1115 | 5.7.71.84 | EG met menging en luchtfilters | 5.7.71.84 | EG met menging en luchtfilters | OK | OK
BAC-1116 | 5.7.71.84 | EG met menging en luchtfilters | 5.7.71.84 | EG met menging en luchtfilters | OK | OK
BAC-1117 | 5.7.71.84 | EG met menging en luchtfilters | 5.7.71.84 | EG met menging en luchtfilters | OK | OK
BAC-1118 | 5.7.71.84 | EG met menging en luchtfilters | 5.7.71.84 | EG met menging en luchtfilters | OK | OK
BAC-1119 | 5.7.71.84 | EG met menging en luchtfilters | 5.7.71.84 | EG met menging en luchtfilters | OK | OK
BAC-1120 | 9.9.90.28 | CM-uren | 9.9.90.28 | CM-uren | OK | OK
BAC-1121 | 9.9.90.29 | Hoogtewerker | 9.9.90.29 | Hoogtewerker | OK | OK
BAC-1122 | 9.9.90.29 | Hoogtewerker | 9.9.90.29 | Hoogtewerker | OK | OK
BAC-1123 | 9.9.90.29 | Hoogtewerker | 9.9.90.29 | Hoogtewerker | OK | OK
BAC-1124 | 9.9.90.29 | Hoogtewerker | 9.9.90.29 | Hoogtewerker | OK | OK
BAC-1125 | 9.9.90.29 | Hoogtewerker | 9.9.90.29 | Hoogtewerker | OK | OK
BAC-1126 | 9.9.90.29 | Hoogtewerker | 9.9.90.29 | Hoogtewerker | OK | OK
BAC-1127 | 9.9.90.29 | Hoogtewerker | 9.9.90.29 | Hoogtewerker | OK | OK
BAC-1128 | 9.9.90.29 | Hoogtewerker | 9.9.90.29 | Hoogtewerker | OK | OK
BAC-1129 | 9.9.90.29 | Hoogtewerker | 9.9.90.29 | Hoogtewerker | OK | OK
BAC-1130 | 9.9.90.29 | Hoogtewerker | 9.9.90.29 | Hoogtewerker | OK | OK
BAC-1131 | 9.9.90.29 | Hoogtewerker | 9.9.90.29 | Hoogtewerker | OK | OK
BAC-1132 | 9.9.90.29 | Hoogtewerker | 9.9.90.29 | Hoogtewerker | OK | OK
BAC-1133 | 9.9.90.29 | Hoogtewerker | 9.9.90.29 | Hoogtewerker | OK | OK
BAC-1134 | 9.9.90.29 | Hoogtewerker | 9.9.90.29 | Hoogtewerker | OK | OK
BAC-1135 | 9.9.90.29 | Hoogtewerker | 9.9.90.29 | Hoogtewerker | OK | OK
BAC-1136 | 9.9.90.29 | Hoogtewerker | 9.9.90.29 | Hoogtewerker | OK | OK
BAC-1137 | 9.9.90.29 | Hoogtewerker | 9.9.90.29 | Hoogtewerker | OK | OK
BAC-1138 | 9.9.90.29 | Hoogtewerker | 9.9.90.29 | Hoogtewerker | OK | OK
BAC-1139 | 9.9.90.29 | Hoogtewerker | 9.9.90.29 | Hoogtewerker | OK | OK
BAC-1140 | 9.9.90.29 | Hoogtewerker | 9.9.90.29 | Hoogtewerker | OK | OK
BAC-1141 | 9.9.90.29 | Hoogtewerker | 9.9.90.29 | Hoogtewerker | OK | OK
BAC-1142 | 9.9.90.29 | Hoogtewerker | 9.9.90.29 | Hoogtewerker | OK | OK
BAC-1143 | 9.9.90.29 | Hoogtewerker | 9.9.90.29 | Hoogtewerker | OK | OK
BAC-1144 | 9.9.90.29 | Hoogtewerker | 9.9.90.29 | Hoogtewerker | OK | OK
BAC-1145 | 9.9.90.29 | Hoogtewerker | 9.9.90.29 | Hoogtewerker | OK | OK
BAC-1146 | 9.9.90.29 | Hoogtewerker | 9.9.90.29 | Hoogtewerker | OK | OK
BAC-1147 | 9.9.90.29 | Hoogtewerker | 9.9.90.29 | Hoogtewerker | OK | OK
BAC-1148 | 9.9.90.29 | Hoogtewerker | 9.9.90.29 | Hoogtewerker | OK | OK
BAC-1149 | 9.9.90.29 | Hoogtewerker | 9.9.90.29 | Hoogtewerker | OK | OK
BAC-1150 | 9.9.90.29 | Hoogtewerker | 9.9.90.29 | Hoogtewerker | OK | OK
BAC-1151 | 5.7.70.62 | Luchtroosters | 5.7.70.62 | Luchtroosters | OK | OK
BAC-1152 | 5.7.70.62 | Luchtroosters | 5.7.70.62 | Luchtroosters | OK | OK
BAC-1153 | 5.7.70.62 | Luchtroosters | 5.7.70.62 | Luchtroosters | OK | OK
BAC-1154 | 5.7.70.62 | Luchtroosters | 5.7.70.62 | Luchtroosters | OK | OK
BAC-1155 | 5.7.70.62 | Luchtroosters | 5.7.70.62 | Luchtroosters | OK | OK
BAC-1156 | 5.7.70.62 | Luchtroosters | 5.7.70.62 | Luchtroosters | OK | OK
BAC-1157 | 5.7.70.62 | Luchtroosters | 5.7.70.62 | Luchtroosters | OK | OK
BAC-1158 | 5.7.70.62 | Luchtroosters | 5.7.70.62 | Luchtroosters | OK | OK
BAC-1159 | 5.7.70.62 | Luchtroosters | 5.7.70.62 | Luchtroosters | OK | OK
BAC-1160 | 5.7.70.62 | Luchtroosters | 5.7.70.62 | Luchtroosters | OK | OK
BAC-1161 | 5.7.70.62 | Luchtroosters | 5.7.70.62 | Luchtroosters | OK | OK
BAC-1162 | 5.7.70.62 | Luchtroosters | 5.7.70.62 | Luchtroosters | OK | OK
BAC-1163 | 5.7.70.62 | Luchtroosters | 5.7.70.62 | Luchtroosters | OK | OK
BAC-1164 | 5.7.70.62 | Luchtroosters | 5.7.70.62 | Luchtroosters | OK | OK
BAC-1165 | 5.7.70.62 | Luchtroosters | 5.7.70.62 | Luchtroosters | OK | OK
BAC-1166 | 5.7.70.62 | Luchtroosters | 5.7.70.62 | Luchtroosters | OK | OK
BAC-1167 | 5.7.70.62 | Luchtroosters | 5.7.70.62 | Luchtroosters | OK | OK
BAC-1168 | 5.7.70.62 | Luchtroosters | 5.7.70.62 | Luchtroosters | OK | OK
BAC-1169 | 5.7.70.62 | Luchtroosters | 5.7.70.62 | Luchtroosters | OK | OK
BAC-1170 | 5.7.70.62 | Luchtroosters | 5.7.70.62 | Luchtroosters | OK | OK
BAC-1171 | 5.7.70.62 | Luchtroosters | 5.7.70.62 | Luchtroosters | OK | OK
BAC-1172 | 9.9.90.29 | Hoogtewerker | 9.9.90.29 | Hoogtewerker | OK | OK
BAC-1173 | 9.9.90.29 | Hoogtewerker | 9.9.90.29 | Hoogtewerker | OK | OK
BAC-1174 | 9.9.90.29 | Hoogtewerker | 9.9.90.29 | Hoogtewerker | OK | OK
BAC-1175 | 9.9.90.29 | Hoogtewerker | 9.9.90.29 | Hoogtewerker | OK | OK
BAC-1176 | 9.9.90.29 | Hoogtewerker | 9.9.90.29 | Hoogtewerker | OK | OK
BAC-1177 | 9.9.90.29 | Hoogtewerker | 9.9.90.29 | Hoogtewerker | OK | OK
BAC-1178 | 9.9.90.29 | Hoogtewerker | 9.9.90.29 | Hoogtewerker | OK | OK
BAC-1179 | 9.9.90.29 | Hoogtewerker | 9.9.90.29 | Hoogtewerker | OK | OK
BAC-1180 | 9.9.90.29 | Hoogtewerker | 9.9.90.29 | Hoogtewerker | OK | OK
BAC-1181 | 9.9.90.29 | Hoogtewerker | 9.9.90.29 | Hoogtewerker | OK | OK
BAC-1182 | 9.9.90.29 | Hoogtewerker | 9.9.90.29 | Hoogtewerker | OK | OK
BAC-1183 | 9.9.90.29 | Hoogtewerker | 9.9.90.29 | Hoogtewerker | OK | OK
BAC-1184 | 9.9.90.29 | Hoogtewerker | 9.9.90.29 | Hoogtewerker | OK | OK
BAC-1185 | 9.9.90.29 | Hoogtewerker | 9.9.90.29 | Hoogtewerker | OK | OK
BAC-1186 | 9.9.90.29 | Hoogtewerker | 9.9.90.29 | Hoogtewerker | OK | OK
BAC-1187 | 9.9.90.29 | Hoogtewerker | 9.9.90.29 | Hoogtewerker | OK | OK
BAC-1188 | 9.9.90.29 | Hoogtewerker | 9.9.90.29 | Hoogtewerker | OK | OK
BAC-1189 | 9.9.90.29 | Hoogtewerker | 9.9.90.29 | Hoogtewerker | OK | OK
BAC-1190 | 9.9.90.29 | Hoogtewerker | 9.9.90.29 | Hoogtewerker | OK | OK
BAC-1191 | 9.9.90.29 | Hoogtewerker | 9.9.90.29 | Hoogtewerker | OK | OK
BAC-1192 | 9.9.90.29 | Hoogtewerker | 9.9.90.29 | Hoogtewerker | OK | OK

## Adapted_BAC_180
ID_num | Asset_Code | Task_ID | Action | Frequency | Minimum_Time | Skill | Average_Hourly_Rate | Consumables_costs | Subco_Annual_Price | Unique_Asset_ID | Customer | USER | Project_Name | Details_of_task_EN | Mandatory
82202 | 5.7.71.91 | 0-LC-BAC-150-5.7.71.91-LC-EOL-Y20-3600 | LC-EOL | Y20 | 3600 | General_Construction_Worker | 0 | -1 | 0 | BAC-150 | BAC | USER1 | BAC_180 | End of Life replacement | NONE
82203 | 5.7.71.91 | 1-inspection-BAC-150-5.7.71.91-PM-INS-Y1-15 | PM-INS | Y1 | 15 | Technical_Specialist | 0 | 0 | 0 | BAC-150 | BAC | USER1 | BAC_180 | Statutory inspection | NONE
82204 | 5.7.71.91 | 2-small-BAC-150-5.7.71.91-PM-MAI-Y0-7.5 | PM-INS | Y0 | 7.5 | General_Muti Trade Technician | 0 | 0 | 0 | BAC-150 | BAC | USER1 | BAC_180 | Small Service (1) | NONE
82205 | 5.7.71.91 | 3-small-BAC-150-5.7.71.91-PM-MAI-Y0-22.5 | PM-INS | Y0 | 22.5 | Technical_Specialist | 0 | 0 | 0 | BAC-150 | BAC | USER1 | BAC_180 | Small Service (2) | NONE
82206 | 5.7.71.91 | 4-large-BAC-150-5.7.71.91-PM-MAI-Y1-45 | PM-MAI | Y1 | 45 | General_Muti Trade Technician | 0 | 24.38 | 0 | BAC-150 | BAC | USER1 | BAC_180 | Large Service (1) | NONE
82207 | 5.7.71.91 | 5-large-BAC-150-5.7.71.91-PM-MAI-Y1-135 | PM-MAI | Y1 | 135 | Technical_Specialist | 0 | 0 | 0 | BAC-150 | BAC | USER1 | BAC_180 | Large Service (2) | NONE
82208 | 5.7.71.91 | 6-ADDED-BAC-150-5.7.71.91-PM-MAI-Y0-0 | LC-EOL | Y20 | 3600 | General_Construction_Worker | 0 | -1 | 0 | BAC-365 | BAC | USER1 | BAC_180 | End of Life replacement | NONE
82209 | 5.7.71.91 | 7-LC-BAC-365-5.7.71.91-LC-EOL-Y20-3600 | PM-INS | Y1 | 15 | Technical_Specialist | 0 | 0 | 0 | BAC-365 | BAC | USER1 | BAC_180 | Statutory inspection | NONE
82210 | 5.7.71.91 | 8-inspection-BAC-365-5.7.71.91-PM-INS-Y1-15 | PM-INS | Y0 | 7.5 | General_Muti Trade Technician | 0 | 0 | 0 | BAC-365 | BAC | USER1 | BAC_180 | Small Service (1) | NONE
82211 | 5.7.71.91 | 9-small-BAC-365-5.7.71.91-PM-MAI-Y0-7.5 | PM-INS | Y0 | 22.5 | Technical_Specialist | 0 | 0 | 0 | BAC-365 | BAC | USER1 | BAC_180 | Small Service (2) | NONE
82212 | 5.7.71.91 | 10-small-BAC-365-5.7.71.91-PM-MAI-Y0-22.5 | PM-MAI | Y1 | 45 | General_Muti Trade Technician | 0 | 24.38 | 0 | BAC-365 | BAC | USER1 | BAC_180 | Large Service (1) | NONE
82213 | 5.7.71.91 | 11-large-BAC-365-5.7.71.91-PM-MAI-Y1-45 | PM-MAI | Y1 | 135 | Technical_Specialist | 0 | 0 | 0 | BAC-365 | BAC | USER1 | BAC_180 | Large Service (2) | NONE
82214 | 5.7.71.91 | 12-large-BAC-365-5.7.71.91-PM-MAI-Y1-135 | LC-EOL | Y20 | 3600 | General_Construction_Worker | 0 | -1 | 0 | BAC-381 | BAC | USER1 | BAC_180 | End of Life replacement | NONE
82215 | 5.7.71.91 | 13-ADDED-BAC-365-5.7.71.91-PM-MAI-Y0-0 | PM-INS | Y1 | 15 | Technical_Specialist | 0 | 0 | 0 | BAC-381 | BAC | USER1 | BAC_180 | Statutory inspection | NONE
82216 | 5.7.71.91 | 14-LC-BAC-381-5.7.71.91-LC-EOL-Y20-3600 | PM-INS | Y0 | 7.5 | General_Muti Trade Technician | 0 | 0 | 0 | BAC-381 | BAC | USER1 | BAC_180 | Small Service (1) | NONE
82217 | 5.7.71.91 | 15-inspection-BAC-381-5.7.71.91-PM-INS-Y1-15 | PM-INS | Y0 | 22.5 | Technical_Specialist | 0 | 0 | 0 | BAC-381 | BAC | USER1 | BAC_180 | Small Service (2) | NONE
82218 | 5.7.71.91 | 16-small-BAC-381-5.7.71.91-PM-MAI-Y0-7.5 | PM-MAI | Y1 | 45 | General_Muti Trade Technician | 0 | 24.38 | 0 | BAC-381 | BAC | USER1 | BAC_180 | Large Service (1) | NONE
82219 | 5.7.71.91 | 17-small-BAC-381-5.7.71.91-PM-MAI-Y0-22.5 | PM-MAI | Y1 | 135 | Technical_Specialist | 0 | 0 | 0 | BAC-381 | BAC | USER1 | BAC_180 | Large Service (2) | NONE
82220 | 5.7.71.91 | 18-large-BAC-381-5.7.71.91-PM-MAI-Y1-45 | LC-EOL | Y20 | 3600 | General_Construction_Worker | 0 | -1 | 0 | BAC-387 | BAC | USER1 | BAC_180 | End of Life replacement | NONE
82221 | 5.7.71.91 | 19-large-BAC-381-5.7.71.91-PM-MAI-Y1-135 | PM-INS | Y1 | 15 | Technical_Specialist | 0 | 0 | 0 | BAC-387 | BAC | USER1 | BAC_180 | Statutory inspection | NONE
82222 | 5.7.71.91 | 20-ADDED-BAC-381-5.7.71.91-PM-MAI-Y0-0 | PM-INS | Y0 | 7.5 | General_Muti Trade Technician | 0 | 0 | 0 | BAC-387 | BAC | USER1 | BAC_180 | Small Service (1) | NONE
82223 | 5.7.71.91 | 21-LC-BAC-387-5.7.71.91-LC-EOL-Y20-3600 | PM-INS | Y0 | 22.5 | Technical_Specialist | 0 | 0 | 0 | BAC-387 | BAC | USER1 | BAC_180 | Small Service (2) | NONE
82224 | 5.7.71.91 | 22-inspection-BAC-387-5.7.71.91-PM-INS-Y1-15 | PM-MAI | Y1 | 45 | General_Muti Trade Technician | 0 | 24.38 | 0 | BAC-387 | BAC | USER1 | BAC_180 | Large Service (1) | NONE
82225 | 5.7.71.91 | 23-small-BAC-387-5.7.71.91-PM-MAI-Y0-7.5 | PM-MAI | Y1 | 135 | Technical_Specialist | 0 | 0 | 0 | BAC-387 | BAC | USER1 | BAC_180 | Large Service (2) | NONE
82226 | 5.7.71.91 | 24-small-BAC-387-5.7.71.91-PM-MAI-Y0-22.5 | LC-EOL | Y20 | 3600 | General_Construction_Worker | 0 | -1 | 0 | BAC-390 | BAC | USER1 | BAC_180 | End of Life replacement | NONE
82227 | 5.7.71.91 | 25-large-BAC-387-5.7.71.91-PM-MAI-Y1-45 | PM-INS | Y1 | 15 | Technical_Specialist | 0 | 0 | 0 | BAC-390 | BAC | USER1 | BAC_180 | Statutory inspection | NONE
82228 | 5.7.71.91 | 26-large-BAC-387-5.7.71.91-PM-MAI-Y1-135 | PM-INS | Y0 | 7.5 | General_Muti Trade Technician | 0 | 0 | 0 | BAC-390 | BAC | USER1 | BAC_180 | Small Service (1) | NONE
82229 | 5.7.71.91 | 27-ADDED-BAC-387-5.7.71.91-PM-MAI-Y0-0 | PM-INS | Y0 | 22.5 | Technical_Specialist | 0 | 0 | 0 | BAC-390 | BAC | USER1 | BAC_180 | Small Service (2) | NONE
82230 | 5.7.71.91 | 28-LC-BAC-390-5.7.71.91-LC-EOL-Y20-3600 | PM-MAI | Y1 | 45 | General_Muti Trade Technician | 0 | 24.38 | 0 | BAC-390 | BAC | USER1 | BAC_180 | Large Service (1) | NONE
82231 | 5.7.71.91 | 29-inspection-BAC-390-5.7.71.91-PM-INS-Y1-15 | PM-MAI | Y1 | 135 | Technical_Specialist | 0 | 0 | 0 | BAC-390 | BAC | USER1 | BAC_180 | Large Service (2) | NONE
82232 | 5.7.71.91 | 30-small-BAC-390-5.7.71.91-PM-MAI-Y0-7.5 | LC-EOL | Y20 | 3600 | General_Construction_Worker | 0 | -1 | 0 | BAC-391 | BAC | USER1 | BAC_180 | End of Life replacement | NONE
82233 | 5.7.71.91 | 31-small-BAC-390-5.7.71.91-PM-MAI-Y0-22.5 | PM-INS | Y1 | 15 | Technical_Specialist | 0 | 0 | 0 | BAC-391 | BAC | USER1 | BAC_180 | Statutory inspection | NONE
82234 | 5.7.71.91 | 32-large-BAC-390-5.7.71.91-PM-MAI-Y1-45 | PM-INS | Y0 | 7.5 | General_Muti Trade Technician | 0 | 0 | 0 | BAC-391 | BAC | USER1 | BAC_180 | Small Service (1) | NONE
82235 | 5.7.71.91 | 33-large-BAC-390-5.7.71.91-PM-MAI-Y1-135 | PM-INS | Y0 | 22.5 | Technical_Specialist | 0 | 0 | 0 | BAC-391 | BAC | USER1 | BAC_180 | Small Service (2) | NONE
82236 | 5.7.71.91 | 34-ADDED-BAC-390-5.7.71.91-PM-MAI-Y0-0 | PM-MAI | Y1 | 45 | General_Muti Trade Technician | 0 | 24.38 | 0 | BAC-391 | BAC | USER1 | BAC_180 | Large Service (1) | NONE
82237 | 5.7.71.91 | 35-LC-BAC-391-5.7.71.91-LC-EOL-Y20-3600 | PM-MAI | Y1 | 135 | Technical_Specialist | 0 | 0 | 0 | BAC-391 | BAC | USER1 | BAC_180 | Large Service (2) | NONE
82238 | 5.7.71.91 | 36-inspection-BAC-391-5.7.71.91-PM-INS-Y1-15 | LC-EOL | Y20 | 3600 | General_Construction_Worker | 0 | -1 | 0 | BAC-392 | BAC | USER1 | BAC_180 | End of Life replacement | NONE
82239 | 5.7.71.91 | 37-small-BAC-391-5.7.71.91-PM-MAI-Y0-7.5 | PM-INS | Y1 | 15 | Technical_Specialist | 0 | 0 | 0 | BAC-392 | BAC | USER1 | BAC_180 | Statutory inspection | NONE
82240 | 5.7.71.91 | 38-small-BAC-391-5.7.71.91-PM-MAI-Y0-22.5 | PM-INS | Y0 | 7.5 | General_Muti Trade Technician | 0 | 0 | 0 | BAC-392 | BAC | USER1 | BAC_180 | Small Service (1) | NONE
82241 | 5.7.71.91 | 39-large-BAC-391-5.7.71.91-PM-MAI-Y1-45 | PM-INS | Y0 | 22.5 | Technical_Specialist | 0 | 0 | 0 | BAC-392 | BAC | USER1 | BAC_180 | Small Service (2) | NONE
82242 | 5.7.71.91 | 40-large-BAC-391-5.7.71.91-PM-MAI-Y1-135 | PM-MAI | Y1 | 45 | General_Muti Trade Technician | 0 | 24.38 | 0 | BAC-392 | BAC | USER1 | BAC_180 | Large Service (1) | NONE
82243 | 5.7.71.91 | 41-ADDED-BAC-391-5.7.71.91-PM-MAI-Y0-0 | PM-MAI | Y1 | 135 | Technical_Specialist | 0 | 0 | 0 | BAC-392 | BAC | USER1 | BAC_180 | Large Service (2) | NONE
82244 | 5.7.71.91 | 42-LC-BAC-392-5.7.71.91-LC-EOL-Y20-3600 | LC-EOL | Y20 | 3600 | General_Construction_Worker | 0 | -1 | 0 | BAC-393 | BAC | USER1 | BAC_180 | End of Life replacement | NONE
82245 | 5.7.71.91 | 43-inspection-BAC-392-5.7.71.91-PM-INS-Y1-15 | PM-INS | Y1 | 15 | Technical_Specialist | 0 | 0 | 0 | BAC-393 | BAC | USER1 | BAC_180 | Statutory inspection | NONE
82246 | 5.7.71.91 | 44-small-BAC-392-5.7.71.91-PM-MAI-Y0-7.5 | PM-INS | Y0 | 7.5 | General_Muti Trade Technician | 0 | 0 | 0 | BAC-393 | BAC | USER1 | BAC_180 | Small Service (1) | NONE
82247 | 5.7.71.91 | 45-small-BAC-392-5.7.71.91-PM-MAI-Y0-22.5 | PM-INS | Y0 | 22.5 | Technical_Specialist | 0 | 0 | 0 | BAC-393 | BAC | USER1 | BAC_180 | Small Service (2) | NONE
82248 | 5.7.71.91 | 46-large-BAC-392-5.7.71.91-PM-MAI-Y1-45 | PM-MAI | Y1 | 45 | General_Muti Trade Technician | 0 | 24.38 | 0 | BAC-393 | BAC | USER1 | BAC_180 | Large Service (1) | NONE
82249 | 5.7.71.91 | 47-large-BAC-392-5.7.71.91-PM-MAI-Y1-135 | PM-MAI | Y1 | 135 | Technical_Specialist | 0 | 0 | 0 | BAC-393 | BAC | USER1 | BAC_180 | Large Service (2) | NONE
82250 | 5.7.71.91 | 48-ADDED-BAC-392-5.7.71.91-PM-MAI-Y0-0 | LC-EOL | Y20 | 3600 | General_Construction_Worker | 0 | -1 | 0 | BAC-395 | BAC | USER1 | BAC_180 | End of Life replacement | NONE
82251 | 5.7.71.91 | 49-LC-BAC-393-5.7.71.91-LC-EOL-Y20-3600 | PM-INS | Y1 | 15 | Technical_Specialist | 0 | 0 | 0 | BAC-395 | BAC | USER1 | BAC_180 | Statutory inspection | NONE
82252 | 5.7.71.91 | 50-inspection-BAC-393-5.7.71.91-PM-INS-Y1-15 | PM-INS | Y0 | 7.5 | General_Muti Trade Technician | 0 | 0 | 0 | BAC-395 | BAC | USER1 | BAC_180 | Small Service (1) | NONE
82253 | 5.7.71.91 | 51-small-BAC-393-5.7.71.91-PM-MAI-Y0-7.5 | PM-INS | Y0 | 22.5 | Technical_Specialist | 0 | 0 | 0 | BAC-395 | BAC | USER1 | BAC_180 | Small Service (2) | NONE
82254 | 5.7.71.91 | 52-small-BAC-393-5.7.71.91-PM-MAI-Y0-22.5 | PM-MAI | Y1 | 45 | General_Muti Trade Technician | 0 | 24.38 | 0 | BAC-395 | BAC | USER1 | BAC_180 | Large Service (1) | NONE
82255 | 5.7.71.91 | 53-large-BAC-393-5.7.71.91-PM-MAI-Y1-45 | PM-MAI | Y1 | 135 | Technical_Specialist | 0 | 0 | 0 | BAC-395 | BAC | USER1 | BAC_180 | Large Service (2) | NONE
82256 | 5.7.71.91 | 54-large-BAC-393-5.7.71.91-PM-MAI-Y1-135 | LC-EOL | Y20 | 3600 | General_Construction_Worker | 0 | -1 | 0 | BAC-396 | BAC | USER1 | BAC_180 | End of Life replacement | NONE
82257 | 5.7.71.91 | 55-ADDED-BAC-393-5.7.71.91-PM-MAI-Y0-0 | PM-INS | Y1 | 15 | Technical_Specialist | 0 | 0 | 0 | BAC-396 | BAC | USER1 | BAC_180 | Statutory inspection | NONE
82258 | 5.7.71.91 | 56-LC-BAC-395-5.7.71.91-LC-EOL-Y20-3600 | PM-INS | Y0 | 7.5 | General_Muti Trade Technician | 0 | 0 | 0 | BAC-396 | BAC | USER1 | BAC_180 | Small Service (1) | NONE
82259 | 5.7.71.91 | 57-inspection-BAC-395-5.7.71.91-PM-INS-Y1-15 | PM-INS | Y0 | 22.5 | Technical_Specialist | 0 | 0 | 0 | BAC-396 | BAC | USER1 | BAC_180 | Small Service (2) | NONE
82260 | 5.7.71.91 | 58-small-BAC-395-5.7.71.91-PM-MAI-Y0-7.5 | PM-MAI | Y1 | 45 | General_Muti Trade Technician | 0 | 24.38 | 0 | BAC-396 | BAC | USER1 | BAC_180 | Large Service (1) | NONE
82261 | 5.7.71.91 | 59-small-BAC-395-5.7.71.91-PM-MAI-Y0-22.5 | PM-MAI | Y1 | 135 | Technical_Specialist | 0 | 0 | 0 | BAC-396 | BAC | USER1 | BAC_180 | Large Service (2) | NONE
82262 | 5.7.71.91 | 60-large-BAC-395-5.7.71.91-PM-MAI-Y1-45 | LC-EOL | Y20 | 3600 | General_Construction_Worker | 0 | -1 | 0 | BAC-397 | BAC | USER1 | BAC_180 | End of Life replacement | NONE
82263 | 5.7.71.91 | 61-large-BAC-395-5.7.71.91-PM-MAI-Y1-135 | PM-INS | Y1 | 15 | Technical_Specialist | 0 | 0 | 0 | BAC-397 | BAC | USER1 | BAC_180 | Statutory inspection | NONE
82264 | 5.7.71.91 | 62-ADDED-BAC-395-5.7.71.91-PM-MAI-Y0-0 | PM-INS | Y0 | 7.5 | General_Muti Trade Technician | 0 | 0 | 0 | BAC-397 | BAC | USER1 | BAC_180 | Small Service (1) | NONE
82265 | 5.7.71.91 | 63-LC-BAC-396-5.7.71.91-LC-EOL-Y20-3600 | PM-INS | Y0 | 22.5 | Technical_Specialist | 0 | 0 | 0 | BAC-397 | BAC | USER1 | BAC_180 | Small Service (2) | NONE
82266 | 5.7.71.91 | 64-inspection-BAC-396-5.7.71.91-PM-INS-Y1-15 | PM-MAI | Y1 | 45 | General_Muti Trade Technician | 0 | 24.38 | 0 | BAC-397 | BAC | USER1 | BAC_180 | Large Service (1) | NONE
82267 | 5.7.71.91 | 65-small-BAC-396-5.7.71.91-PM-MAI-Y0-7.5 | PM-MAI | Y1 | 135 | Technical_Specialist | 0 | 0 | 0 | BAC-397 | BAC | USER1 | BAC_180 | Large Service (2) | NONE
82268 | 5.7.71.91 | 66-small-BAC-396-5.7.71.91-PM-MAI-Y0-22.5 | LC-EOL | Y20 | 3600 | General_Construction_Worker | 0 | -1 | 0 | BAC-399 | BAC | USER1 | BAC_180 | End of Life replacement | NONE
82269 | 5.7.71.91 | 67-large-BAC-396-5.7.71.91-PM-MAI-Y1-45 | PM-INS | Y1 | 15 | Technical_Specialist | 0 | 0 | 0 | BAC-399 | BAC | USER1 | BAC_180 | Statutory inspection | NONE
82270 | 5.7.71.91 | 68-large-BAC-396-5.7.71.91-PM-MAI-Y1-135 | PM-INS | Y0 | 7.5 | General_Muti Trade Technician | 0 | 0 | 0 | BAC-399 | BAC | USER1 | BAC_180 | Small Service (1) | NONE
82271 | 5.7.71.91 | 69-ADDED-BAC-396-5.7.71.91-PM-MAI-Y0-0 | PM-INS | Y0 | 22.5 | Technical_Specialist | 0 | 0 | 0 | BAC-399 | BAC | USER1 | BAC_180 | Small Service (2) | NONE
82272 | 5.7.71.91 | 70-LC-BAC-397-5.7.71.91-LC-EOL-Y20-3600 | PM-MAI | Y1 | 45 | General_Muti Trade Technician | 0 | 24.38 | 0 | BAC-399 | BAC | USER1 | BAC_180 | Large Service (1) | NONE
82273 | 5.7.71.91 | 71-inspection-BAC-397-5.7.71.91-PM-INS-Y1-15 | PM-MAI | Y1 | 135 | Technical_Specialist | 0 | 0 | 0 | BAC-399 | BAC | USER1 | BAC_180 | Large Service (2) | NONE
82274 | 5.7.71.91 | 72-small-BAC-397-5.7.71.91-PM-MAI-Y0-7.5 | LC-EOL | Y20 | 3600 | General_Construction_Worker | 0 | -1 | 0 | BAC-400 | BAC | USER1 | BAC_180 | End of Life replacement | NONE
82275 | 5.7.71.91 | 73-small-BAC-397-5.7.71.91-PM-MAI-Y0-22.5 | PM-INS | Y1 | 15 | Technical_Specialist | 0 | 0 | 0 | BAC-400 | BAC | USER1 | BAC_180 | Statutory inspection | NONE
82276 | 5.7.71.91 | 74-large-BAC-397-5.7.71.91-PM-MAI-Y1-45 | PM-INS | Y0 | 7.5 | General_Muti Trade Technician | 0 | 0 | 0 | BAC-400 | BAC | USER1 | BAC_180 | Small Service (1) | NONE
82277 | 5.7.71.91 | 75-large-BAC-397-5.7.71.91-PM-MAI-Y1-135 | PM-INS | Y0 | 22.5 | Technical_Specialist | 0 | 0 | 0 | BAC-400 | BAC | USER1 | BAC_180 | Small Service (2) | NONE
82278 | 5.7.71.91 | 76-ADDED-BAC-397-5.7.71.91-PM-MAI-Y0-0 | PM-MAI | Y1 | 45 | General_Muti Trade Technician | 0 | 24.38 | 0 | BAC-400 | BAC | USER1 | BAC_180 | Large Service (1) | NONE
82279 | 5.7.71.91 | 77-LC-BAC-399-5.7.71.91-LC-EOL-Y20-3600 | PM-MAI | Y1 | 135 | Technical_Specialist | 0 | 0 | 0 | BAC-400 | BAC | USER1 | BAC_180 | Large Service (2) | NONE
82280 | 5.7.71.91 | 78-inspection-BAC-399-5.7.71.91-PM-INS-Y1-15 | LC-EOL | Y20 | 3600 | General_Construction_Worker | 0 | -1 | 0 | BAC-401 | BAC | USER1 | BAC_180 | End of Life replacement | NONE
82281 | 5.7.71.91 | 79-small-BAC-399-5.7.71.91-PM-MAI-Y0-7.5 | PM-INS | Y1 | 15 | Technical_Specialist | 0 | 0 | 0 | BAC-401 | BAC | USER1 | BAC_180 | Statutory inspection | NONE
82282 | 5.7.71.91 | 80-small-BAC-399-5.7.71.91-PM-MAI-Y0-22.5 | PM-INS | Y0 | 7.5 | General_Muti Trade Technician | 0 | 0 | 0 | BAC-401 | BAC | USER1 | BAC_180 | Small Service (1) | NONE
82283 | 5.7.71.91 | 81-large-BAC-399-5.7.71.91-PM-MAI-Y1-45 | PM-INS | Y0 | 22.5 | Technical_Specialist | 0 | 0 | 0 | BAC-401 | BAC | USER1 | BAC_180 | Small Service (2) | NONE
82284 | 5.7.71.91 | 82-large-BAC-399-5.7.71.91-PM-MAI-Y1-135 | PM-MAI | Y1 | 45 | General_Muti Trade Technician | 0 | 24.38 | 0 | BAC-401 | BAC | USER1 | BAC_180 | Large Service (1) | NONE
82285 | 5.7.71.91 | 83-ADDED-BAC-399-5.7.71.91-PM-MAI-Y0-0 | PM-MAI | Y1 | 135 | Technical_Specialist | 0 | 0 | 0 | BAC-401 | BAC | USER1 | BAC_180 | Large Service (2) | NONE
82286 | 5.7.71.91 | 84-LC-BAC-400-5.7.71.91-LC-EOL-Y20-3600 | LC-EOL | Y20 | 3600 | General_Construction_Worker | 0 | -1 | 0 | BAC-404 | BAC | USER1 | BAC_180 | End of Life replacement | NONE
82287 | 5.7.71.91 | 85-inspection-BAC-400-5.7.71.91-PM-INS-Y1-15 | PM-INS | Y1 | 15 | Technical_Specialist | 0 | 0 | 0 | BAC-404 | BAC | USER1 | BAC_180 | Statutory inspection | NONE
82288 | 5.7.71.91 | 86-small-BAC-400-5.7.71.91-PM-MAI-Y0-7.5 | PM-INS | Y0 | 7.5 | General_Muti Trade Technician | 0 | 0 | 0 | BAC-404 | BAC | USER1 | BAC_180 | Small Service (1) | NONE
82289 | 5.7.71.91 | 87-small-BAC-400-5.7.71.91-PM-MAI-Y0-22.5 | PM-INS | Y0 | 22.5 | Technical_Specialist | 0 | 0 | 0 | BAC-404 | BAC | USER1 | BAC_180 | Small Service (2) | NONE
82290 | 5.7.71.91 | 88-large-BAC-400-5.7.71.91-PM-MAI-Y1-45 | PM-MAI | Y1 | 45 | General_Muti Trade Technician | 0 | 24.38 | 0 | BAC-404 | BAC | USER1 | BAC_180 | Large Service (1) | NONE
82291 | 5.7.71.91 | 89-large-BAC-400-5.7.71.91-PM-MAI-Y1-135 | PM-MAI | Y1 | 135 | Technical_Specialist | 0 | 0 | 0 | BAC-404 | BAC | USER1 | BAC_180 | Large Service (2) | NONE
82292 | 5.7.71.91 | 90-ADDED-BAC-400-5.7.71.91-PM-MAI-Y0-0 | LC-EOL | Y20 | 3600 | General_Construction_Worker | 0 | -1 | 0 | BAC-416 | BAC | USER1 | BAC_180 | End of Life replacement | NONE
82293 | 5.7.71.91 | 91-LC-BAC-401-5.7.71.91-LC-EOL-Y20-3600 | PM-INS | Y1 | 15 | Technical_Specialist | 0 | 0 | 0 | BAC-416 | BAC | USER1 | BAC_180 | Statutory inspection | NONE
82294 | 5.7.71.91 | 92-inspection-BAC-401-5.7.71.91-PM-INS-Y1-15 | PM-INS | Y0 | 7.5 | General_Muti Trade Technician | 0 | 0 | 0 | BAC-416 | BAC | USER1 | BAC_180 | Small Service (1) | NONE
82295 | 5.7.71.91 | 93-small-BAC-401-5.7.71.91-PM-MAI-Y0-7.5 | PM-INS | Y0 | 22.5 | Technical_Specialist | 0 | 0 | 0 | BAC-416 | BAC | USER1 | BAC_180 | Small Service (2) | NONE
82296 | 5.7.71.91 | 94-small-BAC-401-5.7.71.91-PM-MAI-Y0-22.5 | PM-MAI | Y1 | 45 | General_Muti Trade Technician | 0 | 24.38 | 0 | BAC-416 | BAC | USER1 | BAC_180 | Large Service (1) | NONE
82297 | 5.7.71.91 | 95-large-BAC-401-5.7.71.91-PM-MAI-Y1-45 | PM-MAI | Y1 | 135 | Technical_Specialist | 0 | 0 | 0 | BAC-416 | BAC | USER1 | BAC_180 | Large Service (2) | NONE
82298 | 5.7.70.25 | 1-ADDED-BAC-1099-5.7.70.25-PM-MAI-Y0-0 | PM-MAI | Y1 | 45 | General_Construction_Worker | 0 | 0 | 0 | BAC-1099 | BAC | USER1 | BAC_180 | ADDED Service | NONE
82299 | 5.7.70.25 | 3-ADDED-BAC-1100-5.7.70.25-PM-MAI-Y0-0 | PM-MAI | Y1 | 45 | General_Construction_Worker | 0 | 0 | 0 | BAC-1100 | BAC | USER1 | BAC_180 | ADDED Service | NONE
82300 | 5.3.52.14 | 0-LC-BAC-1088-5.3.52.14-LC-EOL-Y25-1920 | LC-EOL | Y25 | 1920 | General_Construction_Worker | 0 | 9105 | 0 | BAC-1088 | BAC | USER1 | BAC_180 | End of Life replacement | NONE
82301 | 5.3.52.14 | 1-large-BAC-1088-5.3.52.14-PM-MAI-Y1-30 | PM-MAI | Y1 | 30 | Technical_Specialist | 0 | 0 | 1300 | BAC-1088 | BAC | USER1 | BAC_180 | Large Service | NONE
82302 | 5.3.52.14 | 2-ADDED-BAC-1088-5.3.52.14-PM-MAI-Y0-0 | PM-MAI | Y0 | 0 | Technical_Specialist | 0 | 0 | 0 | BAC-1088 | BAC | USER1 | BAC_180 | ADDED Service | NONE
82303 | 5.3.52.22 | large-BAC-811-5.3.52.22-PM-MAI-Y1-30 | PM-MAI | M6 | 30 | Technical_Specialist | 0 | 0 | 230 | BAC-811 | BAC | USER1 | BAC_180 | ADDED Service | NONE
82304 | 5.3.52.22 | 3-LC-BAC-927-5.3.52.22-LC-EOL-Y25-240 | LC-EOL | Y25 | 240 | General_Construction_Worker | 0 | 750 | 0 | BAC-927 | BAC | USER1 | BAC_180 | End of Life replacement | NONE
82305 | 5.3.52.22 | 4-large-BAC-927-5.3.52.22-PM-MAI-Y1-30 | PM-MAI | M6 | 30 | Technical_Specialist | 0 | 0 | 230 | BAC-927 | BAC | USER1 | BAC_180 | Large Service | NONE
82306 | 5.3.52.22 |  | PM-MAI |  | 0 | Technical_Specialist | 0 | 0 | 0 |  | BAC | USER1 | BAC_180 | ADDED Service | NONE
82307 | 7.3.12.32 | 0-LC-BAC-262-7.3.12.32-LC-EOL-Y25-960 | LC-EOL | Y25 | 960 | General_Construction_Worker | 0 | 5700 | 0 | BAC-262 | BAC | USER1 | BAC_180 | End of Life replacement | NONE
82308 | 7.3.12.32 | 1-small-BAC-262-7.3.12.32-PM-MAI-Y1-45 | PM-INS | M6 | 45 | General_Muti Trade Technician | 0 | 0 | 0 | BAC-262 | BAC | USER1 | BAC_180 | Small Service | NONE
82309 | 7.3.12.32 | 2-large-BAC-262-7.3.12.32-PM-MAI-Y1-120 | PM-MAI | M6 | 120 | General_Muti Trade Technician | 0 | 30 | 0 | BAC-262 | BAC | USER1 | BAC_180 | Large Service | NONE
82310 | 7.3.12.32 | 3-ADDED-BAC-262-7.3.12.32-PM-MAI-Y0-0 | PM-MAI | Y0 | 0 | General_Muti Trade Technician | 0 | 0 | 0 | BAC-262 | BAC | USER1 | BAC_180 | ADDED Service | NONE
82311 | 7.3.12.32 | 4-LC-BAC-382-7.3.12.32-LC-EOL-Y25-960 | LC-EOL | Y25 | 960 | General_Construction_Worker | 0 | 5700 | 0 | BAC-382 | BAC | USER1 | BAC_180 | End of Life replacement | NONE
82312 | 7.3.12.32 | 5-small-BAC-382-7.3.12.32-PM-MAI-Y1-45 | PM-INS | M6 | 45 | General_Muti Trade Technician | 0 | 0 | 0 | BAC-382 | BAC | USER1 | BAC_180 | Small Service | NONE
82313 | 7.3.12.32 | 6-large-BAC-382-7.3.12.32-PM-MAI-Y1-120 | PM-MAI | M6 | 120 | General_Muti Trade Technician | 0 | 30 | 0 | BAC-382 | BAC | USER1 | BAC_180 | Large Service | NONE
82314 | 7.3.12.32 | 7-ADDED-BAC-382-7.3.12.32-PM-MAI-Y0-0 | PM-MAI | Y0 | 0 | General_Muti Trade Technician | 0 | 0 | 0 | BAC-382 | BAC | USER1 | BAC_180 | ADDED Service | NONE
82315 | 7.3.12.32 | 8-LC-BAC-383-7.3.12.32-LC-EOL-Y25-960 | LC-EOL | Y25 | 960 | General_Construction_Worker | 0 | 5700 | 0 | BAC-383 | BAC | USER1 | BAC_180 | End of Life replacement | NONE
82316 | 7.3.12.32 | 9-small-BAC-383-7.3.12.32-PM-MAI-Y1-45 | PM-INS | M6 | 45 | General_Muti Trade Technician | 0 | 0 | 0 | BAC-383 | BAC | USER1 | BAC_180 | Small Service | NONE
82317 | 7.3.12.32 | 10-large-BAC-383-7.3.12.32-PM-MAI-Y1-120 | PM-MAI | M6 | 120 | General_Muti Trade Technician | 0 | 30 | 0 | BAC-383 | BAC | USER1 | BAC_180 | Large Service | NONE
82318 | 7.3.12.32 | 11-ADDED-BAC-383-7.3.12.32-PM-MAI-Y0-0 | PM-MAI | Y0 | 0 | General_Muti Trade Technician | 0 | 0 | 0 | BAC-383 | BAC | USER1 | BAC_180 | ADDED Service | NONE
82319 | 7.3.12.32 | 12-LC-BAC-413-7.3.12.32-LC-EOL-Y25-960 | LC-EOL | Y25 | 960 | General_Construction_Worker | 0 | 5700 | 0 | BAC-413 | BAC | USER1 | BAC_180 | End of Life replacement | NONE
82320 | 7.3.12.32 | 13-small-BAC-413-7.3.12.32-PM-MAI-Y1-45 | PM-INS | M6 | 45 | General_Muti Trade Technician | 0 | 0 | 0 | BAC-413 | BAC | USER1 | BAC_180 | Small Service | NONE
82321 | 7.3.12.32 | 14-large-BAC-413-7.3.12.32-PM-MAI-Y1-120 | PM-MAI | M6 | 120 | General_Muti Trade Technician | 0 | 30 | 0 | BAC-413 | BAC | USER1 | BAC_180 | Large Service | NONE
82322 | 7.3.12.32 | 15-ADDED-BAC-413-7.3.12.32-PM-MAI-Y0-0 | PM-MAI | Y0 | 0 | General_Muti Trade Technician | 0 | 0 | 0 | BAC-413 | BAC | USER1 | BAC_180 | ADDED Service | NONE
82323 | 7.3.12.32 | 16-LC-BAC-414-7.3.12.32-LC-EOL-Y25-960 | LC-EOL | Y25 | 960 | General_Construction_Worker | 0 | 5700 | 0 | BAC-414 | BAC | USER1 | BAC_180 | End of Life replacement | NONE
82324 | 7.3.12.32 | 17-small-BAC-414-7.3.12.32-PM-MAI-Y1-45 | PM-INS | M6 | 45 | General_Muti Trade Technician | 0 | 0 | 0 | BAC-414 | BAC | USER1 | BAC_180 | Small Service | NONE
82325 | 7.3.12.32 | 18-large-BAC-414-7.3.12.32-PM-MAI-Y1-120 | PM-MAI | M6 | 120 | General_Muti Trade Technician | 0 | 30 | 0 | BAC-414 | BAC | USER1 | BAC_180 | Large Service | NONE
82326 | 7.3.12.32 | 19-ADDED-BAC-414-7.3.12.32-PM-MAI-Y0-0 | PM-MAI | Y0 | 0 | General_Muti Trade Technician | 0 | 0 | 0 | BAC-414 | BAC | USER1 | BAC_180 | ADDED Service | NONE
82327 | 7.3.12.32 | 20-LC-BAC-619-7.3.12.32-LC-EOL-Y25-960 | LC-EOL | Y25 | 960 | General_Construction_Worker | 0 | 5700 | 0 | BAC-619 | BAC | USER1 | BAC_180 | End of Life replacement | NONE
82328 | 7.3.12.32 | 21-small-BAC-619-7.3.12.32-PM-MAI-Y1-45 | PM-INS | M6 | 45 | General_Muti Trade Technician | 0 | 0 | 0 | BAC-619 | BAC | USER1 | BAC_180 | Small Service | NONE
82329 | 7.3.12.32 | 22-large-BAC-619-7.3.12.32-PM-MAI-Y1-120 | PM-MAI | M6 | 120 | General_Muti Trade Technician | 0 | 30 | 0 | BAC-619 | BAC | USER1 | BAC_180 | Large Service | NONE
82330 | 7.3.12.32 | 23-ADDED-BAC-619-7.3.12.32-PM-MAI-Y0-0 | PM-MAI | Y0 | 0 | General_Muti Trade Technician | 0 | 0 | 0 | BAC-619 | BAC | USER1 | BAC_180 | ADDED Service | NONE
82331 | 7.3.12.32 | 24-LC-BAC-1075-7.3.12.32-LC-EOL-Y25-960 | LC-EOL | Y25 | 960 | General_Construction_Worker | 0 | 5700 | 0 | BAC-1075 | BAC | USER1 | BAC_180 | End of Life replacement | NONE
82332 | 7.3.12.32 | 25-small-BAC-1075-7.3.12.32-PM-MAI-Y1-45 | PM-INS | M6 | 45 | General_Muti Trade Technician | 0 | 0 | 0 | BAC-1075 | BAC | USER1 | BAC_180 | Small Service | NONE
82333 | 7.3.12.32 | 26-large-BAC-1075-7.3.12.32-PM-MAI-Y1-120 | PM-MAI | M6 | 120 | General_Muti Trade Technician | 0 | 30 | 0 | BAC-1075 | BAC | USER1 | BAC_180 | Large Service | NONE
82334 | 7.3.12.32 | 27-ADDED-BAC-1075-7.3.12.32-PM-MAI-Y0-0 | PM-MAI | Y0 | 0 | General_Muti Trade Technician | 0 | 0 | 0 | BAC-1075 | BAC | USER1 | BAC_180 | ADDED Service | NONE
82335 | 7.3.12.32 | 28-LC-BAC-1077-7.3.12.32-LC-EOL-Y25-960 | LC-EOL | Y25 | 960 | General_Construction_Worker | 0 | 5700 | 0 | BAC-1077 | BAC | USER1 | BAC_180 | End of Life replacement | NONE
82336 | 7.3.12.32 | 29-small-BAC-1077-7.3.12.32-PM-MAI-Y1-45 | PM-INS | M6 | 45 | General_Muti Trade Technician | 0 | 0 | 0 | BAC-1077 | BAC | USER1 | BAC_180 | Small Service | NONE
82337 | 7.3.12.32 | 30-large-BAC-1077-7.3.12.32-PM-MAI-Y1-120 | PM-MAI | M6 | 120 | General_Muti Trade Technician | 0 | 30 | 0 | BAC-1077 | BAC | USER1 | BAC_180 | Large Service | NONE
82338 | 7.3.12.32 | 31-ADDED-BAC-1077-7.3.12.32-PM-MAI-Y0-0 | PM-MAI | Y0 | 0 | General_Muti Trade Technician | 0 | 0 | 0 | BAC-1077 | BAC | USER1 | BAC_180 | ADDED Service | NONE
82339 | 5.4.21.52 | 124_Directe expansion (DX) Indoor Unit | PM-MAI | Y1 | 180 | Technical_Specialist_Refrigeration | 0 | 60 | 0 | BAC-001 | BAC | USER1 | BAC_180 | Large Service (4) | NONE
82340 | 5.4.21.52 | 124_Directe expansion (DX) Indoor Unit | PM-INS | M6 | 90 | Technical_Specialist_Refrigeration | 0 | 0 | 0 | BAC-001 | BAC | USER1 | BAC_180 | Small Service (4) | NONE
82341 | 5.4.21.52 | 124_Directe expansion (DX) Indoor Unit | PM-MAI | Y1 | 180 | Technical_Specialist_Refrigeration | 0 | 60 | 0 | BAC-006 | BAC | USER1 | BAC_180 | Large Service (4) | NONE
82342 | 5.4.21.52 | 124_Directe expansion (DX) Indoor Unit | PM-INS | M6 | 90 | Technical_Specialist_Refrigeration | 0 | 0 | 0 | BAC-006 | BAC | USER1 | BAC_180 | Small Service (4) | NONE
82343 | 5.4.21.52 | 124_Directe expansion (DX) Indoor Unit | PM-MAI | Y1 | 180 | Technical_Specialist_Refrigeration | 0 | 60 | 0 | BAC-008 | BAC | USER1 | BAC_180 | Large Service (4) | NONE
82344 | 5.4.21.52 | 124_Directe expansion (DX) Indoor Unit | PM-INS | M6 | 90 | Technical_Specialist_Refrigeration | 0 | 0 | 0 | BAC-008 | BAC | USER1 | BAC_180 | Small Service (4) | NONE
82345 | 5.4.21.52 | 124_Directe expansion (DX) Indoor Unit | PM-MAI | Y1 | 180 | Technical_Specialist_Refrigeration | 0 | 60 | 0 | BAC-016 | BAC | USER1 | BAC_180 | Large Service (4) | NONE
82346 | 5.4.21.52 | 124_Directe expansion (DX) Indoor Unit | PM-INS | M6 | 90 | Technical_Specialist_Refrigeration | 0 | 0 | 0 | BAC-016 | BAC | USER1 | BAC_180 | Small Service (4) | NONE
82347 | 5.4.21.52 | 124_Directe expansion (DX) Indoor Unit | PM-MAI | Y1 | 180 | Technical_Specialist_Refrigeration | 0 | 60 | 0 | BAC-017 | BAC | USER1 | BAC_180 | Large Service (4) | NONE
82348 | 5.4.21.52 | 124_Directe expansion (DX) Indoor Unit | PM-INS | M6 | 90 | Technical_Specialist_Refrigeration | 0 | 0 | 0 | BAC-017 | BAC | USER1 | BAC_180 | Small Service (4) | NONE
82349 | 5.4.21.52 | 124_Directe expansion (DX) Indoor Unit | PM-MAI | Y1 | 180 | Technical_Specialist_Refrigeration | 0 | 60 | 0 | BAC-024 | BAC | USER1 | BAC_180 | Large Service (4) | NONE
82350 | 5.4.21.52 | 124_Directe expansion (DX) Indoor Unit | PM-INS | M6 | 90 | Technical_Specialist_Refrigeration | 0 | 0 | 0 | BAC-024 | BAC | USER1 | BAC_180 | Small Service (4) | NONE
82351 | 5.4.21.52 | 124_Directe expansion (DX) Indoor Unit | PM-MAI | Y1 | 180 | Technical_Specialist_Refrigeration | 0 | 60 | 0 | BAC-025 | BAC | USER1 | BAC_180 | Large Service (4) | NONE
82352 | 5.4.21.52 | 124_Directe expansion (DX) Indoor Unit | PM-INS | M6 | 90 | Technical_Specialist_Refrigeration | 0 | 0 | 0 | BAC-025 | BAC | USER1 | BAC_180 | Small Service (4) | NONE
82353 | 5.4.21.52 | 124_Directe expansion (DX) Indoor Unit | PM-MAI | Y1 | 180 | Technical_Specialist_Refrigeration | 0 | 60 | 0 | BAC-043 | BAC | USER1 | BAC_180 | Large Service (4) | NONE
82354 | 5.4.21.52 | 124_Directe expansion (DX) Indoor Unit | PM-INS | M6 | 90 | Technical_Specialist_Refrigeration | 0 | 0 | 0 | BAC-043 | BAC | USER1 | BAC_180 | Small Service (4) | NONE
82355 | 5.4.21.52 | 124_Directe expansion (DX) Indoor Unit | PM-MAI | Y1 | 180 | Technical_Specialist_Refrigeration | 0 | 60 | 0 | BAC-044 | BAC | USER1 | BAC_180 | Large Service (4) | NONE
82356 | 5.4.21.52 | 124_Directe expansion (DX) Indoor Unit | PM-INS | M6 | 90 | Technical_Specialist_Refrigeration | 0 | 0 | 0 | BAC-044 | BAC | USER1 | BAC_180 | Small Service (4) | NONE
82357 | 5.4.21.52 | 124_Directe expansion (DX) Indoor Unit | PM-MAI | Y1 | 180 | Technical_Specialist_Refrigeration | 0 | 60 | 0 | BAC-045 | BAC | USER1 | BAC_180 | Large Service (4) | NONE
82358 | 5.4.21.52 | 124_Directe expansion (DX) Indoor Unit | PM-INS | M6 | 90 | Technical_Specialist_Refrigeration | 0 | 0 | 0 | BAC-045 | BAC | USER1 | BAC_180 | Small Service (4) | NONE
82359 | 5.4.21.52 | 124_Directe expansion (DX) Indoor Unit | PM-MAI | Y1 | 180 | Technical_Specialist_Refrigeration | 0 | 60 | 0 | BAC-046 | BAC | USER1 | BAC_180 | Large Service (4) | NONE
82360 | 5.4.21.52 | 124_Directe expansion (DX) Indoor Unit | PM-INS | M6 | 90 | Technical_Specialist_Refrigeration | 0 | 0 | 0 | BAC-046 | BAC | USER1 | BAC_180 | Small Service (4) | NONE
82361 | 5.4.21.52 | 124_Directe expansion (DX) Indoor Unit | PM-MAI | Y1 | 180 | Technical_Specialist_Refrigeration | 0 | 60 | 0 | BAC-053 | BAC | USER1 | BAC_180 | Large Service (4) | NONE
82362 | 5.4.21.52 | 124_Directe expansion (DX) Indoor Unit | PM-INS | M6 | 90 | Technical_Specialist_Refrigeration | 0 | 0 | 0 | BAC-053 | BAC | USER1 | BAC_180 | Small Service (4) | NONE
82363 | 5.4.21.52 | 124_Directe expansion (DX) Indoor Unit | PM-MAI | Y1 | 180 | Technical_Specialist_Refrigeration | 0 | 60 | 0 | BAC-054 | BAC | USER1 | BAC_180 | Large Service (4) | NONE
82364 | 5.4.21.52 | 124_Directe expansion (DX) Indoor Unit | PM-INS | M6 | 90 | Technical_Specialist_Refrigeration | 0 | 0 | 0 | BAC-054 | BAC | USER1 | BAC_180 | Small Service (4) | NONE
82365 | 5.4.21.52 | 124_Directe expansion (DX) Indoor Unit | PM-MAI | Y1 | 180 | Technical_Specialist_Refrigeration | 0 | 60 | 0 | BAC-055 | BAC | USER1 | BAC_180 | Large Service (4) | NONE
82366 | 5.4.21.52 | 124_Directe expansion (DX) Indoor Unit | PM-INS | M6 | 90 | Technical_Specialist_Refrigeration | 0 | 0 | 0 | BAC-055 | BAC | USER1 | BAC_180 | Small Service (4) | NONE
82367 | 5.4.21.52 | 124_Directe expansion (DX) Indoor Unit | PM-MAI | Y1 | 180 | Technical_Specialist_Refrigeration | 0 | 60 | 0 | BAC-056 | BAC | USER1 | BAC_180 | Large Service (4) | NONE
82368 | 5.4.21.52 | 124_Directe expansion (DX) Indoor Unit | PM-INS | M6 | 90 | Technical_Specialist_Refrigeration | 0 | 0 | 0 | BAC-056 | BAC | USER1 | BAC_180 | Small Service (4) | NONE
82369 | 5.4.21.52 | 124_Directe expansion (DX) Indoor Unit | PM-MAI | Y1 | 180 | Technical_Specialist_Refrigeration | 0 | 60 | 0 | BAC-059 | BAC | USER1 | BAC_180 | Large Service (4) | NONE
82370 | 5.4.21.52 | 124_Directe expansion (DX) Indoor Unit | PM-INS | M6 | 90 | Technical_Specialist_Refrigeration | 0 | 0 | 0 | BAC-059 | BAC | USER1 | BAC_180 | Small Service (4) | NONE
82371 | 5.4.21.52 | 124_Directe expansion (DX) Indoor Unit | PM-MAI | Y1 | 180 | Technical_Specialist_Refrigeration | 0 | 60 | 0 | BAC-060 | BAC | USER1 | BAC_180 | Large Service (4) | NONE
82372 | 5.4.21.52 | 124_Directe expansion (DX) Indoor Unit | PM-INS | M6 | 90 | Technical_Specialist_Refrigeration | 0 | 0 | 0 | BAC-060 | BAC | USER1 | BAC_180 | Small Service (4) | NONE
82373 | 5.4.21.52 | 124_Directe expansion (DX) Indoor Unit | PM-MAI | Y1 | 180 | Technical_Specialist_Refrigeration | 0 | 60 | 0 | BAC-061 | BAC | USER1 | BAC_180 | Large Service (4) | NONE
82374 | 5.4.21.52 | 124_Directe expansion (DX) Indoor Unit | PM-INS | M6 | 90 | Technical_Specialist_Refrigeration | 0 | 0 | 0 | BAC-061 | BAC | USER1 | BAC_180 | Small Service (4) | NONE
82375 | 5.4.21.52 | 124_Directe expansion (DX) Indoor Unit | PM-MAI | Y1 | 180 | Technical_Specialist_Refrigeration | 0 | 60 | 0 | BAC-062 | BAC | USER1 | BAC_180 | Large Service (4) | NONE
82376 | 5.4.21.52 | 124_Directe expansion (DX) Indoor Unit | PM-INS | M6 | 90 | Technical_Specialist_Refrigeration | 0 | 0 | 0 | BAC-062 | BAC | USER1 | BAC_180 | Small Service (4) | NONE
82377 | 5.4.21.52 | 124_Directe expansion (DX) Indoor Unit | PM-MAI | Y1 | 180 | Technical_Specialist_Refrigeration | 0 | 60 | 0 | BAC-063 | BAC | USER1 | BAC_180 | Large Service (4) | NONE
82378 | 5.4.21.52 | 124_Directe expansion (DX) Indoor Unit | PM-INS | M6 | 90 | Technical_Specialist_Refrigeration | 0 | 0 | 0 | BAC-063 | BAC | USER1 | BAC_180 | Small Service (4) | NONE
82379 | 5.4.21.52 | 124_Directe expansion (DX) Indoor Unit | PM-MAI | Y1 | 180 | Technical_Specialist_Refrigeration | 0 | 60 | 0 | BAC-064 | BAC | USER1 | BAC_180 | Large Service (4) | NONE
82380 | 5.4.21.52 | 124_Directe expansion (DX) Indoor Unit | PM-INS | M6 | 90 | Technical_Specialist_Refrigeration | 0 | 0 | 0 | BAC-064 | BAC | USER1 | BAC_180 | Small Service (4) | NONE
82381 | 5.4.21.52 | 124_Directe expansion (DX) Indoor Unit | PM-MAI | Y1 | 180 | Technical_Specialist_Refrigeration | 0 | 60 | 0 | BAC-065 | BAC | USER1 | BAC_180 | Large Service (4) | NONE
82382 | 5.4.21.52 | 124_Directe expansion (DX) Indoor Unit | PM-INS | M6 | 90 | Technical_Specialist_Refrigeration | 0 | 0 | 0 | BAC-065 | BAC | USER1 | BAC_180 | Small Service (4) | NONE
82383 | 5.4.21.52 | 124_Directe expansion (DX) Indoor Unit | PM-MAI | Y1 | 180 | Technical_Specialist_Refrigeration | 0 | 60 | 0 | BAC-1006 | BAC | USER1 | BAC_180 | Large Service (4) | NONE
82384 | 5.4.21.52 | 124_Directe expansion (DX) Indoor Unit | PM-INS | M6 | 90 | Technical_Specialist_Refrigeration | 0 | 0 | 0 | BAC-1006 | BAC | USER1 | BAC_180 | Small Service (4) | NONE
82385 | 5.4.21.52 | 124_Directe expansion (DX) Indoor Unit | PM-MAI | Y1 | 180 | Technical_Specialist_Refrigeration | 0 | 60 | 0 | BAC-1007 | BAC | USER1 | BAC_180 | Large Service (4) | NONE
82386 | 5.4.21.52 | 124_Directe expansion (DX) Indoor Unit | PM-INS | M6 | 90 | Technical_Specialist_Refrigeration | 0 | 0 | 0 | BAC-1007 | BAC | USER1 | BAC_180 | Small Service (4) | NONE
82387 | 5.4.21.52 | 124_Directe expansion (DX) Indoor Unit | PM-MAI | Y1 | 180 | Technical_Specialist_Refrigeration | 0 | 60 | 0 | BAC-1008 | BAC | USER1 | BAC_180 | Large Service (4) | NONE
82388 | 5.4.21.52 | 124_Directe expansion (DX) Indoor Unit | PM-INS | M6 | 90 | Technical_Specialist_Refrigeration | 0 | 0 | 0 | BAC-1008 | BAC | USER1 | BAC_180 | Small Service (4) | NONE
82389 | 5.4.21.52 | 124_Directe expansion (DX) Indoor Unit | PM-MAI | Y1 | 180 | Technical_Specialist_Refrigeration | 0 | 60 | 0 | BAC-1009 | BAC | USER1 | BAC_180 | Large Service (4) | NONE
82390 | 5.4.21.52 | 124_Directe expansion (DX) Indoor Unit | PM-INS | M6 | 90 | Technical_Specialist_Refrigeration | 0 | 0 | 0 | BAC-1009 | BAC | USER1 | BAC_180 | Small Service (4) | NONE
82391 | 5.4.21.52 | 124_Directe expansion (DX) Indoor Unit | PM-MAI | Y1 | 180 | Technical_Specialist_Refrigeration | 0 | 60 | 0 | BAC-1013 | BAC | USER1 | BAC_180 | Large Service (4) | NONE
82392 | 5.4.21.52 | 124_Directe expansion (DX) Indoor Unit | PM-INS | M6 | 90 | Technical_Specialist_Refrigeration | 0 | 0 | 0 | BAC-1013 | BAC | USER1 | BAC_180 | Small Service (4) | NONE
82393 | 5.4.21.52 | 124_Directe expansion (DX) Indoor Unit | PM-MAI | Y1 | 180 | Technical_Specialist_Refrigeration | 0 | 60 | 0 | BAC-1014 | BAC | USER1 | BAC_180 | Large Service (4) | NONE
82394 | 5.4.21.52 | 124_Directe expansion (DX) Indoor Unit | PM-INS | M6 | 90 | Technical_Specialist_Refrigeration | 0 | 0 | 0 | BAC-1014 | BAC | USER1 | BAC_180 | Small Service (4) | NONE
82395 | 5.4.21.52 | 124_Directe expansion (DX) Indoor Unit | PM-MAI | Y1 | 180 | Technical_Specialist_Refrigeration | 0 | 60 | 0 | BAC-1015 | BAC | USER1 | BAC_180 | Large Service (4) | NONE
82396 | 5.4.21.52 | 124_Directe expansion (DX) Indoor Unit | PM-INS | M6 | 90 | Technical_Specialist_Refrigeration | 0 | 0 | 0 | BAC-1015 | BAC | USER1 | BAC_180 | Small Service (4) | NONE
82397 | 5.4.21.52 | 124_Directe expansion (DX) Indoor Unit | PM-MAI | Y1 | 180 | Technical_Specialist_Refrigeration | 0 | 60 | 0 | BAC-1018 | BAC | USER1 | BAC_180 | Large Service (4) | NONE
82398 | 5.4.21.52 | 124_Directe expansion (DX) Indoor Unit | PM-INS | M6 | 90 | Technical_Specialist_Refrigeration | 0 | 0 | 0 | BAC-1018 | BAC | USER1 | BAC_180 | Small Service (4) | NONE
82399 | 5.4.21.52 | 124_Directe expansion (DX) Indoor Unit | PM-MAI | Y1 | 180 | Technical_Specialist_Refrigeration | 0 | 60 | 0 | BAC-1020 | BAC | USER1 | BAC_180 | Large Service (4) | NONE
82400 | 5.4.21.52 | 124_Directe expansion (DX) Indoor Unit | PM-INS | M6 | 90 | Technical_Specialist_Refrigeration | 0 | 0 | 0 | BAC-1020 | BAC | USER1 | BAC_180 | Small Service (4) | NONE
82401 | 5.4.21.52 | 124_Directe expansion (DX) Indoor Unit | PM-MAI | Y1 | 180 | Technical_Specialist_Refrigeration | 0 | 60 | 0 | BAC-1021 | BAC | USER1 | BAC_180 | Large Service (4) | NONE
82402 | 5.4.21.52 | 124_Directe expansion (DX) Indoor Unit | PM-INS | M6 | 90 | Technical_Specialist_Refrigeration | 0 | 0 | 0 | BAC-1021 | BAC | USER1 | BAC_180 | Small Service (4) | NONE
82403 | 5.4.21.52 | 124_Directe expansion (DX) Indoor Unit | PM-MAI | Y1 | 180 | Technical_Specialist_Refrigeration | 0 | 60 | 0 | BAC-1048 | BAC | USER1 | BAC_180 | Large Service (4) | NONE
82404 | 5.4.21.52 | 124_Directe expansion (DX) Indoor Unit | PM-INS | M6 | 90 | Technical_Specialist_Refrigeration | 0 | 0 | 0 | BAC-1048 | BAC | USER1 | BAC_180 | Small Service (4) | NONE
82405 | 5.4.21.52 | 124_Directe expansion (DX) Indoor Unit | PM-MAI | Y1 | 180 | Technical_Specialist_Refrigeration | 0 | 60 | 0 | BAC-1049 | BAC | USER1 | BAC_180 | Large Service (4) | NONE
82406 | 5.4.21.52 | 124_Directe expansion (DX) Indoor Unit | PM-INS | M6 | 90 | Technical_Specialist_Refrigeration | 0 | 0 | 0 | BAC-1049 | BAC | USER1 | BAC_180 | Small Service (4) | NONE
82407 | 5.4.21.52 | 124_Directe expansion (DX) Indoor Unit | PM-MAI | Y1 | 180 | Technical_Specialist_Refrigeration | 0 | 60 | 0 | BAC-1050 | BAC | USER1 | BAC_180 | Large Service (4) | NONE
82408 | 5.4.21.52 | 124_Directe expansion (DX) Indoor Unit | PM-INS | M6 | 90 | Technical_Specialist_Refrigeration | 0 | 0 | 0 | BAC-1050 | BAC | USER1 | BAC_180 | Small Service (4) | NONE
82409 | 5.4.21.52 | 124_Directe expansion (DX) Indoor Unit | PM-MAI | Y1 | 180 | Technical_Specialist_Refrigeration | 0 | 60 | 0 | BAC-1062 | BAC | USER1 | BAC_180 | Large Service (4) | NONE
82410 | 5.4.21.52 | 124_Directe expansion (DX) Indoor Unit | PM-INS | M6 | 90 | Technical_Specialist_Refrigeration | 0 | 0 | 0 | BAC-1062 | BAC | USER1 | BAC_180 | Small Service (4) | NONE
82411 | 5.4.21.52 | 124_Directe expansion (DX) Indoor Unit | PM-MAI | Y1 | 180 | Technical_Specialist_Refrigeration | 0 | 60 | 0 | BAC-1063 | BAC | USER1 | BAC_180 | Large Service (4) | NONE
82412 | 5.4.21.52 | 124_Directe expansion (DX) Indoor Unit | PM-INS | M6 | 90 | Technical_Specialist_Refrigeration | 0 | 0 | 0 | BAC-1063 | BAC | USER1 | BAC_180 | Small Service (4) | NONE
82413 | 5.4.21.52 | 124_Directe expansion (DX) Indoor Unit | PM-MAI | Y1 | 180 | Technical_Specialist_Refrigeration | 0 | 60 | 0 | BAC-1089 | BAC | USER1 | BAC_180 | Large Service (4) | NONE
82414 | 5.4.21.52 | 124_Directe expansion (DX) Indoor Unit | PM-INS | M6 | 90 | Technical_Specialist_Refrigeration | 0 | 0 | 0 | BAC-1089 | BAC | USER1 | BAC_180 | Small Service (4) | NONE
82415 | 5.4.21.52 | 124_Directe expansion (DX) Indoor Unit | PM-MAI | Y1 | 180 | Technical_Specialist_Refrigeration | 0 | 60 | 0 | BAC-1090 | BAC | USER1 | BAC_180 | Large Service (4) | NONE
82416 | 5.4.21.52 | 124_Directe expansion (DX) Indoor Unit | PM-INS | M6 | 90 | Technical_Specialist_Refrigeration | 0 | 0 | 0 | BAC-1090 | BAC | USER1 | BAC_180 | Small Service (4) | NONE
82417 | 5.4.21.52 | 124_Directe expansion (DX) Indoor Unit | PM-MAI | Y1 | 180 | Technical_Specialist_Refrigeration | 0 | 60 | 0 | BAC-1093 | BAC | USER1 | BAC_180 | Large Service (4) | NONE
82418 | 5.4.21.52 | 124_Directe expansion (DX) Indoor Unit | PM-INS | M6 | 90 | Technical_Specialist_Refrigeration | 0 | 0 | 0 | BAC-1093 | BAC | USER1 | BAC_180 | Small Service (4) | NONE
82419 | 5.4.21.52 | 124_Directe expansion (DX) Indoor Unit | PM-MAI | Y1 | 180 | Technical_Specialist_Refrigeration | 0 | 60 | 0 | BAC-1094 | BAC | USER1 | BAC_180 | Large Service (4) | NONE
82420 | 5.4.21.52 | 124_Directe expansion (DX) Indoor Unit | PM-INS | M6 | 90 | Technical_Specialist_Refrigeration | 0 | 0 | 0 | BAC-1094 | BAC | USER1 | BAC_180 | Small Service (4) | NONE
82421 | 5.4.21.52 | 124_Directe expansion (DX) Indoor Unit | PM-MAI | Y1 | 180 | Technical_Specialist_Refrigeration | 0 | 60 | 0 | BAC-1095 | BAC | USER1 | BAC_180 | Large Service (4) | NONE
82422 | 5.4.21.52 | 124_Directe expansion (DX) Indoor Unit | PM-INS | M6 | 90 | Technical_Specialist_Refrigeration | 0 | 0 | 0 | BAC-1095 | BAC | USER1 | BAC_180 | Small Service (4) | NONE
82423 | 5.4.21.52 | 124_Directe expansion (DX) Indoor Unit | PM-MAI | Y1 | 180 | Technical_Specialist_Refrigeration | 0 | 60 | 0 | BAC-126 | BAC | USER1 | BAC_180 | Large Service (4) | NONE
82424 | 5.4.21.52 | 124_Directe expansion (DX) Indoor Unit | PM-INS | M6 | 90 | Technical_Specialist_Refrigeration | 0 | 0 | 0 | BAC-126 | BAC | USER1 | BAC_180 | Small Service (4) | NONE
82425 | 5.4.21.52 | 124_Directe expansion (DX) Indoor Unit | PM-MAI | Y1 | 180 | Technical_Specialist_Refrigeration | 0 | 60 | 0 | BAC-127 | BAC | USER1 | BAC_180 | Large Service (4) | NONE
82426 | 5.4.21.52 | 124_Directe expansion (DX) Indoor Unit | PM-INS | M6 | 90 | Technical_Specialist_Refrigeration | 0 | 0 | 0 | BAC-127 | BAC | USER1 | BAC_180 | Small Service (4) | NONE
82427 | 5.4.21.52 | 124_Directe expansion (DX) Indoor Unit | PM-MAI | Y1 | 180 | Technical_Specialist_Refrigeration | 0 | 60 | 0 | BAC-128 | BAC | USER1 | BAC_180 | Large Service (4) | NONE
82428 | 5.4.21.52 | 124_Directe expansion (DX) Indoor Unit | PM-INS | M6 | 90 | Technical_Specialist_Refrigeration | 0 | 0 | 0 | BAC-128 | BAC | USER1 | BAC_180 | Small Service (4) | NONE
82429 | 5.4.21.52 | 124_Directe expansion (DX) Indoor Unit | PM-MAI | Y1 | 180 | Technical_Specialist_Refrigeration | 0 | 60 | 0 | BAC-129 | BAC | USER1 | BAC_180 | Large Service (4) | NONE
82430 | 5.4.21.52 | 124_Directe expansion (DX) Indoor Unit | PM-INS | M6 | 90 | Technical_Specialist_Refrigeration | 0 | 0 | 0 | BAC-129 | BAC | USER1 | BAC_180 | Small Service (4) | NONE
82431 | 5.4.21.52 | 124_Directe expansion (DX) Indoor Unit | PM-MAI | Y1 | 180 | Technical_Specialist_Refrigeration | 0 | 60 | 0 | BAC-130 | BAC | USER1 | BAC_180 | Large Service (4) | NONE
82432 | 5.4.21.52 | 124_Directe expansion (DX) Indoor Unit | PM-INS | M6 | 90 | Technical_Specialist_Refrigeration | 0 | 0 | 0 | BAC-130 | BAC | USER1 | BAC_180 | Small Service (4) | NONE
82433 | 5.4.21.52 | 124_Directe expansion (DX) Indoor Unit | PM-MAI | Y1 | 180 | Technical_Specialist_Refrigeration | 0 | 60 | 0 | BAC-140 | BAC | USER1 | BAC_180 | Large Service (4) | NONE
82434 | 5.4.21.52 | 124_Directe expansion (DX) Indoor Unit | PM-INS | M6 | 90 | Technical_Specialist_Refrigeration | 0 | 0 | 0 | BAC-140 | BAC | USER1 | BAC_180 | Small Service (4) | NONE
82435 | 5.4.21.52 | 124_Directe expansion (DX) Indoor Unit | PM-MAI | Y1 | 180 | Technical_Specialist_Refrigeration | 0 | 60 | 0 | BAC-144 | BAC | USER1 | BAC_180 | Large Service (4) | NONE
82436 | 5.4.21.52 | 124_Directe expansion (DX) Indoor Unit | PM-INS | M6 | 90 | Technical_Specialist_Refrigeration | 0 | 0 | 0 | BAC-144 | BAC | USER1 | BAC_180 | Small Service (4) | NONE
82437 | 5.4.21.52 | 124_Directe expansion (DX) Indoor Unit | PM-MAI | Y1 | 180 | Technical_Specialist_Refrigeration | 0 | 60 | 0 | BAC-158 | BAC | USER1 | BAC_180 | Large Service (4) | NONE
82438 | 5.4.21.52 | 124_Directe expansion (DX) Indoor Unit | PM-INS | M6 | 90 | Technical_Specialist_Refrigeration | 0 | 0 | 0 | BAC-158 | BAC | USER1 | BAC_180 | Small Service (4) | NONE
82439 | 5.4.21.52 | 124_Directe expansion (DX) Indoor Unit | PM-MAI | Y1 | 180 | Technical_Specialist_Refrigeration | 0 | 60 | 0 | BAC-159 | BAC | USER1 | BAC_180 | Large Service (4) | NONE
82440 | 5.4.21.52 | 124_Directe expansion (DX) Indoor Unit | PM-INS | M6 | 90 | Technical_Specialist_Refrigeration | 0 | 0 | 0 | BAC-159 | BAC | USER1 | BAC_180 | Small Service (4) | NONE
82441 | 5.4.21.52 | 124_Directe expansion (DX) Indoor Unit | PM-MAI | Y1 | 180 | Technical_Specialist_Refrigeration | 0 | 60 | 0 | BAC-164 | BAC | USER1 | BAC_180 | Large Service (4) | NONE
82442 | 5.4.21.52 | 124_Directe expansion (DX) Indoor Unit | PM-INS | M6 | 90 | Technical_Specialist_Refrigeration | 0 | 0 | 0 | BAC-164 | BAC | USER1 | BAC_180 | Small Service (4) | NONE
82443 | 5.4.21.52 | 124_Directe expansion (DX) Indoor Unit | PM-MAI | Y1 | 180 | Technical_Specialist_Refrigeration | 0 | 60 | 0 | BAC-165 | BAC | USER1 | BAC_180 | Large Service (4) | NONE
82444 | 5.4.21.52 | 124_Directe expansion (DX) Indoor Unit | PM-INS | M6 | 90 | Technical_Specialist_Refrigeration | 0 | 0 | 0 | BAC-165 | BAC | USER1 | BAC_180 | Small Service (4) | NONE
82445 | 5.4.21.52 | 124_Directe expansion (DX) Indoor Unit | PM-MAI | Y1 | 180 | Technical_Specialist_Refrigeration | 0 | 60 | 0 | BAC-174 | BAC | USER1 | BAC_180 | Large Service (4) | NONE
82446 | 5.4.21.52 | 124_Directe expansion (DX) Indoor Unit | PM-INS | M6 | 90 | Technical_Specialist_Refrigeration | 0 | 0 | 0 | BAC-174 | BAC | USER1 | BAC_180 | Small Service (4) | NONE
82447 | 5.4.21.52 | 124_Directe expansion (DX) Indoor Unit | PM-MAI | Y1 | 180 | Technical_Specialist_Refrigeration | 0 | 60 | 0 | BAC-175 | BAC | USER1 | BAC_180 | Large Service (4) | NONE
82448 | 5.4.21.52 | 124_Directe expansion (DX) Indoor Unit | PM-INS | M6 | 90 | Technical_Specialist_Refrigeration | 0 | 0 | 0 | BAC-175 | BAC | USER1 | BAC_180 | Small Service (4) | NONE
82449 | 5.4.21.52 | 124_Directe expansion (DX) Indoor Unit | PM-MAI | Y1 | 180 | Technical_Specialist_Refrigeration | 0 | 60 | 0 | BAC-176 | BAC | USER1 | BAC_180 | Large Service (4) | NONE
82450 | 5.4.21.52 | 124_Directe expansion (DX) Indoor Unit | PM-INS | M6 | 90 | Technical_Specialist_Refrigeration | 0 | 0 | 0 | BAC-176 | BAC | USER1 | BAC_180 | Small Service (4) | NONE
82451 | 5.4.21.52 | 124_Directe expansion (DX) Indoor Unit | PM-MAI | Y1 | 180 | Technical_Specialist_Refrigeration | 0 | 60 | 0 | BAC-177 | BAC | USER1 | BAC_180 | Large Service (4) | NONE
82452 | 5.4.21.52 | 124_Directe expansion (DX) Indoor Unit | PM-INS | M6 | 90 | Technical_Specialist_Refrigeration | 0 | 0 | 0 | BAC-177 | BAC | USER1 | BAC_180 | Small Service (4) | NONE
82453 | 5.4.21.52 | 124_Directe expansion (DX) Indoor Unit | PM-MAI | Y1 | 180 | Technical_Specialist_Refrigeration | 0 | 60 | 0 | BAC-178 | BAC | USER1 | BAC_180 | Large Service (4) | NONE
82454 | 5.4.21.52 | 124_Directe expansion (DX) Indoor Unit | PM-INS | M6 | 90 | Technical_Specialist_Refrigeration | 0 | 0 | 0 | BAC-178 | BAC | USER1 | BAC_180 | Small Service (4) | NONE
82455 | 5.4.21.52 | 124_Directe expansion (DX) Indoor Unit | PM-MAI | Y1 | 180 | Technical_Specialist_Refrigeration | 0 | 60 | 0 | BAC-179 | BAC | USER1 | BAC_180 | Large Service (4) | NONE
82456 | 5.4.21.52 | 124_Directe expansion (DX) Indoor Unit | PM-INS | M6 | 90 | Technical_Specialist_Refrigeration | 0 | 0 | 0 | BAC-179 | BAC | USER1 | BAC_180 | Small Service (4) | NONE
82457 | 5.4.21.52 | 124_Directe expansion (DX) Indoor Unit | PM-MAI | Y1 | 180 | Technical_Specialist_Refrigeration | 0 | 60 | 0 | BAC-180 | BAC | USER1 | BAC_180 | Large Service (4) | NONE
82458 | 5.4.21.52 | 124_Directe expansion (DX) Indoor Unit | PM-INS | M6 | 90 | Technical_Specialist_Refrigeration | 0 | 0 | 0 | BAC-180 | BAC | USER1 | BAC_180 | Small Service (4) | NONE
82459 | 5.4.21.52 | 124_Directe expansion (DX) Indoor Unit | PM-MAI | Y1 | 180 | Technical_Specialist_Refrigeration | 0 | 60 | 0 | BAC-188 | BAC | USER1 | BAC_180 | Large Service (4) | NONE
82460 | 5.4.21.52 | 124_Directe expansion (DX) Indoor Unit | PM-INS | M6 | 90 | Technical_Specialist_Refrigeration | 0 | 0 | 0 | BAC-188 | BAC | USER1 | BAC_180 | Small Service (4) | NONE
82461 | 5.4.21.52 | 124_Directe expansion (DX) Indoor Unit | PM-MAI | Y1 | 180 | Technical_Specialist_Refrigeration | 0 | 60 | 0 | BAC-192 | BAC | USER1 | BAC_180 | Large Service (4) | NONE
82462 | 5.4.21.52 | 124_Directe expansion (DX) Indoor Unit | PM-INS | M6 | 90 | Technical_Specialist_Refrigeration | 0 | 0 | 0 | BAC-192 | BAC | USER1 | BAC_180 | Small Service (4) | NONE
82463 | 5.4.21.52 | 124_Directe expansion (DX) Indoor Unit | PM-MAI | Y1 | 180 | Technical_Specialist_Refrigeration | 0 | 60 | 0 | BAC-193 | BAC | USER1 | BAC_180 | Large Service (4) | NONE
82464 | 5.4.21.52 | 124_Directe expansion (DX) Indoor Unit | PM-INS | M6 | 90 | Technical_Specialist_Refrigeration | 0 | 0 | 0 | BAC-193 | BAC | USER1 | BAC_180 | Small Service (4) | NONE
82465 | 5.4.21.52 | 124_Directe expansion (DX) Indoor Unit | PM-MAI | Y1 | 180 | Technical_Specialist_Refrigeration | 0 | 60 | 0 | BAC-194 | BAC | USER1 | BAC_180 | Large Service (4) | NONE
82466 | 5.4.21.52 | 124_Directe expansion (DX) Indoor Unit | PM-INS | M6 | 90 | Technical_Specialist_Refrigeration | 0 | 0 | 0 | BAC-194 | BAC | USER1 | BAC_180 | Small Service (4) | NONE
82467 | 5.4.21.52 | 124_Directe expansion (DX) Indoor Unit | PM-MAI | Y1 | 180 | Technical_Specialist_Refrigeration | 0 | 60 | 0 | BAC-195 | BAC | USER1 | BAC_180 | Large Service (4) | NONE
82468 | 5.4.21.52 | 124_Directe expansion (DX) Indoor Unit | PM-INS | M6 | 90 | Technical_Specialist_Refrigeration | 0 | 0 | 0 | BAC-195 | BAC | USER1 | BAC_180 | Small Service (4) | NONE
82469 | 5.4.21.52 | 124_Directe expansion (DX) Indoor Unit | PM-MAI | Y1 | 180 | Technical_Specialist_Refrigeration | 0 | 60 | 0 | BAC-196 | BAC | USER1 | BAC_180 | Large Service (4) | NONE
82470 | 5.4.21.52 | 124_Directe expansion (DX) Indoor Unit | PM-INS | M6 | 90 | Technical_Specialist_Refrigeration | 0 | 0 | 0 | BAC-196 | BAC | USER1 | BAC_180 | Small Service (4) | NONE
82471 | 5.4.21.52 | 124_Directe expansion (DX) Indoor Unit | PM-MAI | Y1 | 180 | Technical_Specialist_Refrigeration | 0 | 60 | 0 | BAC-197 | BAC | USER1 | BAC_180 | Large Service (4) | NONE
82472 | 5.4.21.52 | 124_Directe expansion (DX) Indoor Unit | PM-INS | M6 | 90 | Technical_Specialist_Refrigeration | 0 | 0 | 0 | BAC-197 | BAC | USER1 | BAC_180 | Small Service (4) | NONE
82473 | 5.4.21.52 | 124_Directe expansion (DX) Indoor Unit | PM-MAI | Y1 | 180 | Technical_Specialist_Refrigeration | 0 | 60 | 0 | BAC-198 | BAC | USER1 | BAC_180 | Large Service (4) | NONE
82474 | 5.4.21.52 | 124_Directe expansion (DX) Indoor Unit | PM-INS | M6 | 90 | Technical_Specialist_Refrigeration | 0 | 0 | 0 | BAC-198 | BAC | USER1 | BAC_180 | Small Service (4) | NONE
82475 | 5.4.21.52 | 124_Directe expansion (DX) Indoor Unit | PM-MAI | Y1 | 180 | Technical_Specialist_Refrigeration | 0 | 60 | 0 | BAC-199 | BAC | USER1 | BAC_180 | Large Service (4) | NONE
82476 | 5.4.21.52 | 124_Directe expansion (DX) Indoor Unit | PM-INS | M6 | 90 | Technical_Specialist_Refrigeration | 0 | 0 | 0 | BAC-199 | BAC | USER1 | BAC_180 | Small Service (4) | NONE
82477 | 5.4.21.52 | 124_Directe expansion (DX) Indoor Unit | PM-MAI | Y1 | 180 | Technical_Specialist_Refrigeration | 0 | 60 | 0 | BAC-200 | BAC | USER1 | BAC_180 | Large Service (4) | NONE
82478 | 5.4.21.52 | 124_Directe expansion (DX) Indoor Unit | PM-INS | M6 | 90 | Technical_Specialist_Refrigeration | 0 | 0 | 0 | BAC-200 | BAC | USER1 | BAC_180 | Small Service (4) | NONE
82479 | 5.4.21.52 | 124_Directe expansion (DX) Indoor Unit | PM-MAI | Y1 | 180 | Technical_Specialist_Refrigeration | 0 | 60 | 0 | BAC-201 | BAC | USER1 | BAC_180 | Large Service (4) | NONE
82480 | 5.4.21.52 | 124_Directe expansion (DX) Indoor Unit | PM-INS | M6 | 90 | Technical_Specialist_Refrigeration | 0 | 0 | 0 | BAC-201 | BAC | USER1 | BAC_180 | Small Service (4) | NONE
82481 | 5.4.21.52 | 124_Directe expansion (DX) Indoor Unit | PM-MAI | Y1 | 180 | Technical_Specialist_Refrigeration | 0 | 60 | 0 | BAC-202 | BAC | USER1 | BAC_180 | Large Service (4) | NONE
82482 | 5.4.21.52 | 124_Directe expansion (DX) Indoor Unit | PM-INS | M6 | 90 | Technical_Specialist_Refrigeration | 0 | 0 | 0 | BAC-202 | BAC | USER1 | BAC_180 | Small Service (4) | NONE
82483 | 5.4.21.52 | 124_Directe expansion (DX) Indoor Unit | PM-MAI | Y1 | 180 | Technical_Specialist_Refrigeration | 0 | 60 | 0 | BAC-205 | BAC | USER1 | BAC_180 | Large Service (4) | NONE
82484 | 5.4.21.52 | 124_Directe expansion (DX) Indoor Unit | PM-INS | M6 | 90 | Technical_Specialist_Refrigeration | 0 | 0 | 0 | BAC-205 | BAC | USER1 | BAC_180 | Small Service (4) | NONE
82485 | 5.4.21.52 | 124_Directe expansion (DX) Indoor Unit | PM-MAI | Y1 | 180 | Technical_Specialist_Refrigeration | 0 | 60 | 0 | BAC-206 | BAC | USER1 | BAC_180 | Large Service (4) | NONE
82486 | 5.4.21.52 | 124_Directe expansion (DX) Indoor Unit | PM-INS | M6 | 90 | Technical_Specialist_Refrigeration | 0 | 0 | 0 | BAC-206 | BAC | USER1 | BAC_180 | Small Service (4) | NONE
82487 | 5.4.21.52 | 124_Directe expansion (DX) Indoor Unit | PM-MAI | Y1 | 180 | Technical_Specialist_Refrigeration | 0 | 60 | 0 | BAC-207 | BAC | USER1 | BAC_180 | Large Service (4) | NONE
82488 | 5.4.21.52 | 124_Directe expansion (DX) Indoor Unit | PM-INS | M6 | 90 | Technical_Specialist_Refrigeration | 0 | 0 | 0 | BAC-207 | BAC | USER1 | BAC_180 | Small Service (4) | NONE
82489 | 5.4.21.52 | 124_Directe expansion (DX) Indoor Unit | PM-MAI | Y1 | 180 | Technical_Specialist_Refrigeration | 0 | 60 | 0 | BAC-208 | BAC | USER1 | BAC_180 | Large Service (4) | NONE
82490 | 5.4.21.52 | 124_Directe expansion (DX) Indoor Unit | PM-INS | M6 | 90 | Technical_Specialist_Refrigeration | 0 | 0 | 0 | BAC-208 | BAC | USER1 | BAC_180 | Small Service (4) | NONE
82491 | 5.4.21.52 | 124_Directe expansion (DX) Indoor Unit | PM-MAI | Y1 | 180 | Technical_Specialist_Refrigeration | 0 | 60 | 0 | BAC-209 | BAC | USER1 | BAC_180 | Large Service (4) | NONE
82492 | 5.4.21.52 | 124_Directe expansion (DX) Indoor Unit | PM-INS | M6 | 90 | Technical_Specialist_Refrigeration | 0 | 0 | 0 | BAC-209 | BAC | USER1 | BAC_180 | Small Service (4) | NONE
82493 | 5.4.21.52 | 124_Directe expansion (DX) Indoor Unit | PM-MAI | Y1 | 180 | Technical_Specialist_Refrigeration | 0 | 60 | 0 | BAC-210 | BAC | USER1 | BAC_180 | Large Service (4) | NONE
82494 | 5.4.21.52 | 124_Directe expansion (DX) Indoor Unit | PM-INS | M6 | 90 | Technical_Specialist_Refrigeration | 0 | 0 | 0 | BAC-210 | BAC | USER1 | BAC_180 | Small Service (4) | NONE
82495 | 5.4.21.52 | 124_Directe expansion (DX) Indoor Unit | PM-MAI | Y1 | 180 | Technical_Specialist_Refrigeration | 0 | 60 | 0 | BAC-211 | BAC | USER1 | BAC_180 | Large Service (4) | NONE
82496 | 5.4.21.52 | 124_Directe expansion (DX) Indoor Unit | PM-INS | M6 | 90 | Technical_Specialist_Refrigeration | 0 | 0 | 0 | BAC-211 | BAC | USER1 | BAC_180 | Small Service (4) | NONE
82497 | 5.4.21.52 | 124_Directe expansion (DX) Indoor Unit | PM-MAI | Y1 | 180 | Technical_Specialist_Refrigeration | 0 | 60 | 0 | BAC-212 | BAC | USER1 | BAC_180 | Large Service (4) | NONE
82498 | 5.4.21.52 | 124_Directe expansion (DX) Indoor Unit | PM-INS | M6 | 90 | Technical_Specialist_Refrigeration | 0 | 0 | 0 | BAC-212 | BAC | USER1 | BAC_180 | Small Service (4) | NONE
82499 | 5.4.21.52 | 124_Directe expansion (DX) Indoor Unit | PM-MAI | Y1 | 180 | Technical_Specialist_Refrigeration | 0 | 60 | 0 | BAC-213 | BAC | USER1 | BAC_180 | Large Service (4) | NONE
82500 | 5.4.21.52 | 124_Directe expansion (DX) Indoor Unit | PM-INS | M6 | 90 | Technical_Specialist_Refrigeration | 0 | 0 | 0 | BAC-213 | BAC | USER1 | BAC_180 | Small Service (4) | NONE
82501 | 5.4.21.52 | 124_Directe expansion (DX) Indoor Unit | PM-MAI | Y1 | 180 | Technical_Specialist_Refrigeration | 0 | 60 | 0 | BAC-214 | BAC | USER1 | BAC_180 | Large Service (4) | NONE
82502 | 5.4.21.52 | 124_Directe expansion (DX) Indoor Unit | PM-INS | M6 | 90 | Technical_Specialist_Refrigeration | 0 | 0 | 0 | BAC-214 | BAC | USER1 | BAC_180 | Small Service (4) | NONE
82503 | 5.4.21.52 | 124_Directe expansion (DX) Indoor Unit | PM-MAI | Y1 | 180 | Technical_Specialist_Refrigeration | 0 | 60 | 0 | BAC-215 | BAC | USER1 | BAC_180 | Large Service (4) | NONE
82504 | 5.4.21.52 | 124_Directe expansion (DX) Indoor Unit | PM-INS | M6 | 90 | Technical_Specialist_Refrigeration | 0 | 0 | 0 | BAC-215 | BAC | USER1 | BAC_180 | Small Service (4) | NONE
82505 | 5.4.21.52 | 124_Directe expansion (DX) Indoor Unit | PM-MAI | Y1 | 180 | Technical_Specialist_Refrigeration | 0 | 60 | 0 | BAC-216 | BAC | USER1 | BAC_180 | Large Service (4) | NONE
82506 | 5.4.21.52 | 124_Directe expansion (DX) Indoor Unit | PM-INS | M6 | 90 | Technical_Specialist_Refrigeration | 0 | 0 | 0 | BAC-216 | BAC | USER1 | BAC_180 | Small Service (4) | NONE
82507 | 5.4.21.52 | 124_Directe expansion (DX) Indoor Unit | PM-MAI | Y1 | 180 | Technical_Specialist_Refrigeration | 0 | 60 | 0 | BAC-247 | BAC | USER1 | BAC_180 | Large Service (4) | NONE
82508 | 5.4.21.52 | 124_Directe expansion (DX) Indoor Unit | PM-INS | M6 | 90 | Technical_Specialist_Refrigeration | 0 | 0 | 0 | BAC-247 | BAC | USER1 | BAC_180 | Small Service (4) | NONE
82509 | 5.4.21.52 | 124_Directe expansion (DX) Indoor Unit | PM-MAI | Y1 | 180 | Technical_Specialist_Refrigeration | 0 | 60 | 0 | BAC-250 | BAC | USER1 | BAC_180 | Large Service (4) | NONE
82510 | 5.4.21.52 | 124_Directe expansion (DX) Indoor Unit | PM-INS | M6 | 90 | Technical_Specialist_Refrigeration | 0 | 0 | 0 | BAC-250 | BAC | USER1 | BAC_180 | Small Service (4) | NONE
82511 | 5.4.21.52 | 124_Directe expansion (DX) Indoor Unit | PM-MAI | Y1 | 180 | Technical_Specialist_Refrigeration | 0 | 60 | 0 | BAC-251 | BAC | USER1 | BAC_180 | Large Service (4) | NONE
82512 | 5.4.21.52 | 124_Directe expansion (DX) Indoor Unit | PM-INS | M6 | 90 | Technical_Specialist_Refrigeration | 0 | 0 | 0 | BAC-251 | BAC | USER1 | BAC_180 | Small Service (4) | NONE
82513 | 5.4.21.52 | 124_Directe expansion (DX) Indoor Unit | PM-MAI | Y1 | 180 | Technical_Specialist_Refrigeration | 0 | 60 | 0 | BAC-252 | BAC | USER1 | BAC_180 | Large Service (4) | NONE
82514 | 5.4.21.52 | 124_Directe expansion (DX) Indoor Unit | PM-INS | M6 | 90 | Technical_Specialist_Refrigeration | 0 | 0 | 0 | BAC-252 | BAC | USER1 | BAC_180 | Small Service (4) | NONE
82515 | 5.4.21.52 | 124_Directe expansion (DX) Indoor Unit | PM-MAI | Y1 | 180 | Technical_Specialist_Refrigeration | 0 | 60 | 0 | BAC-253 | BAC | USER1 | BAC_180 | Large Service (4) | NONE
82516 | 5.4.21.52 | 124_Directe expansion (DX) Indoor Unit | PM-INS | M6 | 90 | Technical_Specialist_Refrigeration | 0 | 0 | 0 | BAC-253 | BAC | USER1 | BAC_180 | Small Service (4) | NONE
82517 | 5.4.21.52 | 124_Directe expansion (DX) Indoor Unit | PM-MAI | Y1 | 180 | Technical_Specialist_Refrigeration | 0 | 60 | 0 | BAC-256 | BAC | USER1 | BAC_180 | Large Service (4) | NONE
82518 | 5.4.21.52 | 124_Directe expansion (DX) Indoor Unit | PM-INS | M6 | 90 | Technical_Specialist_Refrigeration | 0 | 0 | 0 | BAC-256 | BAC | USER1 | BAC_180 | Small Service (4) | NONE
82519 | 5.4.21.52 | 124_Directe expansion (DX) Indoor Unit | PM-MAI | Y1 | 180 | Technical_Specialist_Refrigeration | 0 | 60 | 0 | BAC-257 | BAC | USER1 | BAC_180 | Large Service (4) | NONE
82520 | 5.4.21.52 | 124_Directe expansion (DX) Indoor Unit | PM-INS | M6 | 90 | Technical_Specialist_Refrigeration | 0 | 0 | 0 | BAC-257 | BAC | USER1 | BAC_180 | Small Service (4) | NONE
82521 | 5.4.21.52 | 124_Directe expansion (DX) Indoor Unit | PM-MAI | Y1 | 180 | Technical_Specialist_Refrigeration | 0 | 60 | 0 | BAC-258 | BAC | USER1 | BAC_180 | Large Service (4) | NONE
82522 | 5.4.21.52 | 124_Directe expansion (DX) Indoor Unit | PM-INS | M6 | 90 | Technical_Specialist_Refrigeration | 0 | 0 | 0 | BAC-258 | BAC | USER1 | BAC_180 | Small Service (4) | NONE
82523 | 5.4.21.52 | 124_Directe expansion (DX) Indoor Unit | PM-MAI | Y1 | 180 | Technical_Specialist_Refrigeration | 0 | 60 | 0 | BAC-259 | BAC | USER1 | BAC_180 | Large Service (4) | NONE
82524 | 5.4.21.52 | 124_Directe expansion (DX) Indoor Unit | PM-INS | M6 | 90 | Technical_Specialist_Refrigeration | 0 | 0 | 0 | BAC-259 | BAC | USER1 | BAC_180 | Small Service (4) | NONE
82525 | 5.4.21.52 | 124_Directe expansion (DX) Indoor Unit | PM-MAI | Y1 | 180 | Technical_Specialist_Refrigeration | 0 | 60 | 0 | BAC-261 | BAC | USER1 | BAC_180 | Large Service (4) | NONE
82526 | 5.4.21.52 | 124_Directe expansion (DX) Indoor Unit | PM-INS | M6 | 90 | Technical_Specialist_Refrigeration | 0 | 0 | 0 | BAC-261 | BAC | USER1 | BAC_180 | Small Service (4) | NONE
82527 | 5.4.21.52 | 124_Directe expansion (DX) Indoor Unit | PM-MAI | Y1 | 180 | Technical_Specialist_Refrigeration | 0 | 60 | 0 | BAC-263 | BAC | USER1 | BAC_180 | Large Service (4) | NONE
82528 | 5.4.21.52 | 124_Directe expansion (DX) Indoor Unit | PM-INS | M6 | 90 | Technical_Specialist_Refrigeration | 0 | 0 | 0 | BAC-263 | BAC | USER1 | BAC_180 | Small Service (4) | NONE
82529 | 5.4.21.52 | 124_Directe expansion (DX) Indoor Unit | PM-MAI | Y1 | 180 | Technical_Specialist_Refrigeration | 0 | 60 | 0 | BAC-276 | BAC | USER1 | BAC_180 | Large Service (4) | NONE
82530 | 5.4.21.52 | 124_Directe expansion (DX) Indoor Unit | PM-INS | M6 | 90 | Technical_Specialist_Refrigeration | 0 | 0 | 0 | BAC-276 | BAC | USER1 | BAC_180 | Small Service (4) | NONE
82531 | 5.4.21.52 | 124_Directe expansion (DX) Indoor Unit | PM-MAI | Y1 | 180 | Technical_Specialist_Refrigeration | 0 | 60 | 0 | BAC-291 | BAC | USER1 | BAC_180 | Large Service (4) | NONE
82532 | 5.4.21.52 | 124_Directe expansion (DX) Indoor Unit | PM-INS | M6 | 90 | Technical_Specialist_Refrigeration | 0 | 0 | 0 | BAC-291 | BAC | USER1 | BAC_180 | Small Service (4) | NONE
82533 | 5.4.21.52 | 124_Directe expansion (DX) Indoor Unit | PM-MAI | Y1 | 180 | Technical_Specialist_Refrigeration | 0 | 60 | 0 | BAC-297 | BAC | USER1 | BAC_180 | Large Service (4) | NONE
82534 | 5.4.21.52 | 124_Directe expansion (DX) Indoor Unit | PM-INS | M6 | 90 | Technical_Specialist_Refrigeration | 0 | 0 | 0 | BAC-297 | BAC | USER1 | BAC_180 | Small Service (4) | NONE
82535 | 5.4.21.52 | 124_Directe expansion (DX) Indoor Unit | PM-MAI | Y1 | 180 | Technical_Specialist_Refrigeration | 0 | 60 | 0 | BAC-300 | BAC | USER1 | BAC_180 | Large Service (4) | NONE
82536 | 5.4.21.52 | 124_Directe expansion (DX) Indoor Unit | PM-INS | M6 | 90 | Technical_Specialist_Refrigeration | 0 | 0 | 0 | BAC-300 | BAC | USER1 | BAC_180 | Small Service (4) | NONE
82537 | 5.4.21.52 | 124_Directe expansion (DX) Indoor Unit | PM-MAI | Y1 | 180 | Technical_Specialist_Refrigeration | 0 | 60 | 0 | BAC-305 | BAC | USER1 | BAC_180 | Large Service (4) | NONE
82538 | 5.4.21.52 | 124_Directe expansion (DX) Indoor Unit | PM-INS | M6 | 90 | Technical_Specialist_Refrigeration | 0 | 0 | 0 | BAC-305 | BAC | USER1 | BAC_180 | Small Service (4) | NONE
82539 | 5.4.21.52 | 124_Directe expansion (DX) Indoor Unit | PM-MAI | Y1 | 180 | Technical_Specialist_Refrigeration | 0 | 60 | 0 | BAC-306 | BAC | USER1 | BAC_180 | Large Service (4) | NONE
82540 | 5.4.21.52 | 124_Directe expansion (DX) Indoor Unit | PM-INS | M6 | 90 | Technical_Specialist_Refrigeration | 0 | 0 | 0 | BAC-306 | BAC | USER1 | BAC_180 | Small Service (4) | NONE
82541 | 5.4.21.52 | 124_Directe expansion (DX) Indoor Unit | PM-MAI | Y1 | 180 | Technical_Specialist_Refrigeration | 0 | 60 | 0 | BAC-312 | BAC | USER1 | BAC_180 | Large Service (4) | NONE
82542 | 5.4.21.52 | 124_Directe expansion (DX) Indoor Unit | PM-INS | M6 | 90 | Technical_Specialist_Refrigeration | 0 | 0 | 0 | BAC-312 | BAC | USER1 | BAC_180 | Small Service (4) | NONE
82543 | 5.4.21.52 | 124_Directe expansion (DX) Indoor Unit | PM-MAI | Y1 | 180 | Technical_Specialist_Refrigeration | 0 | 60 | 0 | BAC-319 | BAC | USER1 | BAC_180 | Large Service (4) | NONE
82544 | 5.4.21.52 | 124_Directe expansion (DX) Indoor Unit | PM-INS | M6 | 90 | Technical_Specialist_Refrigeration | 0 | 0 | 0 | BAC-319 | BAC | USER1 | BAC_180 | Small Service (4) | NONE
82545 | 5.4.21.52 | 124_Directe expansion (DX) Indoor Unit | PM-MAI | Y1 | 180 | Technical_Specialist_Refrigeration | 0 | 60 | 0 | BAC-322 | BAC | USER1 | BAC_180 | Large Service (4) | NONE
82546 | 5.4.21.52 | 124_Directe expansion (DX) Indoor Unit | PM-INS | M6 | 90 | Technical_Specialist_Refrigeration | 0 | 0 | 0 | BAC-322 | BAC | USER1 | BAC_180 | Small Service (4) | NONE
82547 | 5.4.21.52 | 124_Directe expansion (DX) Indoor Unit | PM-MAI | Y1 | 180 | Technical_Specialist_Refrigeration | 0 | 60 | 0 | BAC-323 | BAC | USER1 | BAC_180 | Large Service (4) | NONE
82548 | 5.4.21.52 | 124_Directe expansion (DX) Indoor Unit | PM-INS | M6 | 90 | Technical_Specialist_Refrigeration | 0 | 0 | 0 | BAC-323 | BAC | USER1 | BAC_180 | Small Service (4) | NONE
82549 | 5.4.21.52 | 124_Directe expansion (DX) Indoor Unit | PM-MAI | Y1 | 180 | Technical_Specialist_Refrigeration | 0 | 60 | 0 | BAC-328 | BAC | USER1 | BAC_180 | Large Service (4) | NONE
82550 | 5.4.21.52 | 124_Directe expansion (DX) Indoor Unit | PM-INS | M6 | 90 | Technical_Specialist_Refrigeration | 0 | 0 | 0 | BAC-328 | BAC | USER1 | BAC_180 | Small Service (4) | NONE
82551 | 5.4.21.52 | 124_Directe expansion (DX) Indoor Unit | PM-MAI | Y1 | 180 | Technical_Specialist_Refrigeration | 0 | 60 | 0 | BAC-329 | BAC | USER1 | BAC_180 | Large Service (4) | NONE
82552 | 5.4.21.52 | 124_Directe expansion (DX) Indoor Unit | PM-INS | M6 | 90 | Technical_Specialist_Refrigeration | 0 | 0 | 0 | BAC-329 | BAC | USER1 | BAC_180 | Small Service (4) | NONE
82553 | 5.4.21.52 | 124_Directe expansion (DX) Indoor Unit | PM-MAI | Y1 | 180 | Technical_Specialist_Refrigeration | 0 | 60 | 0 | BAC-331 | BAC | USER1 | BAC_180 | Large Service (4) | NONE
82554 | 5.4.21.52 | 124_Directe expansion (DX) Indoor Unit | PM-INS | M6 | 90 | Technical_Specialist_Refrigeration | 0 | 0 | 0 | BAC-331 | BAC | USER1 | BAC_180 | Small Service (4) | NONE
82555 | 5.4.21.52 | 124_Directe expansion (DX) Indoor Unit | PM-MAI | Y1 | 180 | Technical_Specialist_Refrigeration | 0 | 60 | 0 | BAC-332 | BAC | USER1 | BAC_180 | Large Service (4) | NONE
82556 | 5.4.21.52 | 124_Directe expansion (DX) Indoor Unit | PM-INS | M6 | 90 | Technical_Specialist_Refrigeration | 0 | 0 | 0 | BAC-332 | BAC | USER1 | BAC_180 | Small Service (4) | NONE
82557 | 5.4.21.52 | 124_Directe expansion (DX) Indoor Unit | PM-MAI | Y1 | 180 | Technical_Specialist_Refrigeration | 0 | 60 | 0 | BAC-333 | BAC | USER1 | BAC_180 | Large Service (4) | NONE
82558 | 5.4.21.52 | 124_Directe expansion (DX) Indoor Unit | PM-INS | M6 | 90 | Technical_Specialist_Refrigeration | 0 | 0 | 0 | BAC-333 | BAC | USER1 | BAC_180 | Small Service (4) | NONE
82559 | 5.4.21.52 | 124_Directe expansion (DX) Indoor Unit | PM-MAI | Y1 | 180 | Technical_Specialist_Refrigeration | 0 | 60 | 0 | BAC-334 | BAC | USER1 | BAC_180 | Large Service (4) | NONE
82560 | 5.4.21.52 | 124_Directe expansion (DX) Indoor Unit | PM-INS | M6 | 90 | Technical_Specialist_Refrigeration | 0 | 0 | 0 | BAC-334 | BAC | USER1 | BAC_180 | Small Service (4) | NONE
82561 | 5.4.21.52 | 124_Directe expansion (DX) Indoor Unit | PM-MAI | Y1 | 180 | Technical_Specialist_Refrigeration | 0 | 60 | 0 | BAC-335 | BAC | USER1 | BAC_180 | Large Service (4) | NONE
82562 | 5.4.21.52 | 124_Directe expansion (DX) Indoor Unit | PM-INS | M6 | 90 | Technical_Specialist_Refrigeration | 0 | 0 | 0 | BAC-335 | BAC | USER1 | BAC_180 | Small Service (4) | NONE
82563 | 5.4.21.52 | 124_Directe expansion (DX) Indoor Unit | PM-MAI | Y1 | 180 | Technical_Specialist_Refrigeration | 0 | 60 | 0 | BAC-336 | BAC | USER1 | BAC_180 | Large Service (4) | NONE
82564 | 5.4.21.52 | 124_Directe expansion (DX) Indoor Unit | PM-INS | M6 | 90 | Technical_Specialist_Refrigeration | 0 | 0 | 0 | BAC-336 | BAC | USER1 | BAC_180 | Small Service (4) | NONE
82565 | 5.4.21.52 | 124_Directe expansion (DX) Indoor Unit | PM-MAI | Y1 | 180 | Technical_Specialist_Refrigeration | 0 | 60 | 0 | BAC-337 | BAC | USER1 | BAC_180 | Large Service (4) | NONE
82566 | 5.4.21.52 | 124_Directe expansion (DX) Indoor Unit | PM-INS | M6 | 90 | Technical_Specialist_Refrigeration | 0 | 0 | 0 | BAC-337 | BAC | USER1 | BAC_180 | Small Service (4) | NONE
82567 | 5.4.21.52 | 124_Directe expansion (DX) Indoor Unit | PM-MAI | Y1 | 180 | Technical_Specialist_Refrigeration | 0 | 60 | 0 | BAC-338 | BAC | USER1 | BAC_180 | Large Service (4) | NONE
82568 | 5.4.21.52 | 124_Directe expansion (DX) Indoor Unit | PM-INS | M6 | 90 | Technical_Specialist_Refrigeration | 0 | 0 | 0 | BAC-338 | BAC | USER1 | BAC_180 | Small Service (4) | NONE
82569 | 5.4.21.52 | 124_Directe expansion (DX) Indoor Unit | PM-MAI | Y1 | 180 | Technical_Specialist_Refrigeration | 0 | 60 | 0 | BAC-339 | BAC | USER1 | BAC_180 | Large Service (4) | NONE
82570 | 5.4.21.52 | 124_Directe expansion (DX) Indoor Unit | PM-INS | M6 | 90 | Technical_Specialist_Refrigeration | 0 | 0 | 0 | BAC-339 | BAC | USER1 | BAC_180 | Small Service (4) | NONE
82571 | 5.4.21.52 | 124_Directe expansion (DX) Indoor Unit | PM-MAI | Y1 | 180 | Technical_Specialist_Refrigeration | 0 | 60 | 0 | BAC-340 | BAC | USER1 | BAC_180 | Large Service (4) | NONE
82572 | 5.4.21.52 | 124_Directe expansion (DX) Indoor Unit | PM-INS | M6 | 90 | Technical_Specialist_Refrigeration | 0 | 0 | 0 | BAC-340 | BAC | USER1 | BAC_180 | Small Service (4) | NONE
82573 | 5.4.21.52 | 124_Directe expansion (DX) Indoor Unit | PM-MAI | Y1 | 180 | Technical_Specialist_Refrigeration | 0 | 60 | 0 | BAC-342 | BAC | USER1 | BAC_180 | Large Service (4) | NONE
82574 | 5.4.21.52 | 124_Directe expansion (DX) Indoor Unit | PM-INS | M6 | 90 | Technical_Specialist_Refrigeration | 0 | 0 | 0 | BAC-342 | BAC | USER1 | BAC_180 | Small Service (4) | NONE
82575 | 5.4.21.52 | 124_Directe expansion (DX) Indoor Unit | PM-MAI | Y1 | 180 | Technical_Specialist_Refrigeration | 0 | 60 | 0 | BAC-348 | BAC | USER1 | BAC_180 | Large Service (4) | NONE
82576 | 5.4.21.52 | 124_Directe expansion (DX) Indoor Unit | PM-INS | M6 | 90 | Technical_Specialist_Refrigeration | 0 | 0 | 0 | BAC-348 | BAC | USER1 | BAC_180 | Small Service (4) | NONE
82577 | 5.4.21.52 | 124_Directe expansion (DX) Indoor Unit | PM-MAI | Y1 | 180 | Technical_Specialist_Refrigeration | 0 | 60 | 0 | BAC-353 | BAC | USER1 | BAC_180 | Large Service (4) | NONE
82578 | 5.4.21.52 | 124_Directe expansion (DX) Indoor Unit | PM-INS | M6 | 90 | Technical_Specialist_Refrigeration | 0 | 0 | 0 | BAC-353 | BAC | USER1 | BAC_180 | Small Service (4) | NONE
82579 | 5.4.21.52 | 124_Directe expansion (DX) Indoor Unit | PM-MAI | Y1 | 180 | Technical_Specialist_Refrigeration | 0 | 60 | 0 | BAC-354 | BAC | USER1 | BAC_180 | Large Service (4) | NONE
82580 | 5.4.21.52 | 124_Directe expansion (DX) Indoor Unit | PM-INS | M6 | 90 | Technical_Specialist_Refrigeration | 0 | 0 | 0 | BAC-354 | BAC | USER1 | BAC_180 | Small Service (4) | NONE
82581 | 5.4.21.52 | 124_Directe expansion (DX) Indoor Unit | PM-MAI | Y1 | 180 | Technical_Specialist_Refrigeration | 0 | 60 | 0 | BAC-358 | BAC | USER1 | BAC_180 | Large Service (4) | NONE
82582 | 5.4.21.52 | 124_Directe expansion (DX) Indoor Unit | PM-INS | M6 | 90 | Technical_Specialist_Refrigeration | 0 | 0 | 0 | BAC-358 | BAC | USER1 | BAC_180 | Small Service (4) | NONE
82583 | 5.4.21.52 | 124_Directe expansion (DX) Indoor Unit | PM-MAI | Y1 | 180 | Technical_Specialist_Refrigeration | 0 | 60 | 0 | BAC-359 | BAC | USER1 | BAC_180 | Large Service (4) | NONE
82584 | 5.4.21.52 | 124_Directe expansion (DX) Indoor Unit | PM-INS | M6 | 90 | Technical_Specialist_Refrigeration | 0 | 0 | 0 | BAC-359 | BAC | USER1 | BAC_180 | Small Service (4) | NONE
82585 | 5.4.21.52 | 124_Directe expansion (DX) Indoor Unit | PM-MAI | Y1 | 180 | Technical_Specialist_Refrigeration | 0 | 60 | 0 | BAC-407 | BAC | USER1 | BAC_180 | Large Service (4) | NONE
82586 | 5.4.21.52 | 124_Directe expansion (DX) Indoor Unit | PM-INS | M6 | 90 | Technical_Specialist_Refrigeration | 0 | 0 | 0 | BAC-407 | BAC | USER1 | BAC_180 | Small Service (4) | NONE
82587 | 5.4.21.52 | 124_Directe expansion (DX) Indoor Unit | PM-MAI | Y1 | 180 | Technical_Specialist_Refrigeration | 0 | 60 | 0 | BAC-408 | BAC | USER1 | BAC_180 | Large Service (4) | NONE
82588 | 5.4.21.52 | 124_Directe expansion (DX) Indoor Unit | PM-INS | M6 | 90 | Technical_Specialist_Refrigeration | 0 | 0 | 0 | BAC-408 | BAC | USER1 | BAC_180 | Small Service (4) | NONE
82589 | 5.4.21.52 | 124_Directe expansion (DX) Indoor Unit | PM-MAI | Y1 | 180 | Technical_Specialist_Refrigeration | 0 | 60 | 0 | BAC-459 | BAC | USER1 | BAC_180 | Large Service (4) | NONE
82590 | 5.4.21.52 | 124_Directe expansion (DX) Indoor Unit | PM-INS | M6 | 90 | Technical_Specialist_Refrigeration | 0 | 0 | 0 | BAC-459 | BAC | USER1 | BAC_180 | Small Service (4) | NONE
82591 | 5.4.21.52 | 124_Directe expansion (DX) Indoor Unit | PM-MAI | Y1 | 180 | Technical_Specialist_Refrigeration | 0 | 60 | 0 | BAC-745 | BAC | USER1 | BAC_180 | Large Service (4) | NONE
82592 | 5.4.21.52 | 124_Directe expansion (DX) Indoor Unit | PM-INS | M6 | 90 | Technical_Specialist_Refrigeration | 0 | 0 | 0 | BAC-745 | BAC | USER1 | BAC_180 | Small Service (4) | NONE
82593 | 5.4.21.52 | 124_Directe expansion (DX) Indoor Unit | PM-MAI | Y1 | 180 | Technical_Specialist_Refrigeration | 0 | 60 | 0 | BAC-746 | BAC | USER1 | BAC_180 | Large Service (4) | NONE
82594 | 5.4.21.52 | 124_Directe expansion (DX) Indoor Unit | PM-INS | M6 | 90 | Technical_Specialist_Refrigeration | 0 | 0 | 0 | BAC-746 | BAC | USER1 | BAC_180 | Small Service (4) | NONE
82595 | 5.4.21.52 | 124_Directe expansion (DX) Indoor Unit | PM-MAI | Y1 | 180 | Technical_Specialist_Refrigeration | 0 | 60 | 0 | BAC-751 | BAC | USER1 | BAC_180 | Large Service (4) | NONE
82596 | 5.4.21.52 | 124_Directe expansion (DX) Indoor Unit | PM-INS | M6 | 90 | Technical_Specialist_Refrigeration | 0 | 0 | 0 | BAC-751 | BAC | USER1 | BAC_180 | Small Service (4) | NONE
82597 | 5.4.21.52 | 124_Directe expansion (DX) Indoor Unit | PM-MAI | Y1 | 180 | Technical_Specialist_Refrigeration | 0 | 60 | 0 | BAC-764 | BAC | USER1 | BAC_180 | Large Service (4) | NONE
82598 | 5.4.21.52 | 124_Directe expansion (DX) Indoor Unit | PM-INS | M6 | 90 | Technical_Specialist_Refrigeration | 0 | 0 | 0 | BAC-764 | BAC | USER1 | BAC_180 | Small Service (4) | NONE
82599 | 5.4.21.52 | 124_Directe expansion (DX) Indoor Unit | PM-MAI | Y1 | 180 | Technical_Specialist_Refrigeration | 0 | 60 | 0 | BAC-889 | BAC | USER1 | BAC_180 | Large Service (4) | NONE
82600 | 5.4.21.52 | 124_Directe expansion (DX) Indoor Unit | PM-INS | M6 | 90 | Technical_Specialist_Refrigeration | 0 | 0 | 0 | BAC-889 | BAC | USER1 | BAC_180 | Small Service (4) | NONE
82601 | 5.4.21.52 | 124_Directe expansion (DX) Indoor Unit | PM-MAI | Y1 | 180 | Technical_Specialist_Refrigeration | 0 | 60 | 0 | BAC-906 | BAC | USER1 | BAC_180 | Large Service (4) | NONE
82602 | 5.4.21.52 | 124_Directe expansion (DX) Indoor Unit | PM-INS | M6 | 90 | Technical_Specialist_Refrigeration | 0 | 0 | 0 | BAC-906 | BAC | USER1 | BAC_180 | Small Service (4) | NONE
82603 | 5.4.21.52 | 124_Directe expansion (DX) Indoor Unit | PM-MAI | Y1 | 180 | Technical_Specialist_Refrigeration | 0 | 60 | 0 | BAC-985 | BAC | USER1 | BAC_180 | Large Service (4) | NONE
82604 | 5.4.21.52 | 124_Directe expansion (DX) Indoor Unit | PM-INS | M6 | 90 | Technical_Specialist_Refrigeration | 0 | 0 | 0 | BAC-985 | BAC | USER1 | BAC_180 | Small Service (4) | NONE
82605 | 5.4.21.52 | 124_Directe expansion (DX) Indoor Unit | PM-MAI | Y1 | 180 | Technical_Specialist_Refrigeration | 0 | 60 | 0 | BAC-987 | BAC | USER1 | BAC_180 | Large Service (4) | NONE
82606 | 5.4.21.52 | 124_Directe expansion (DX) Indoor Unit | PM-INS | M6 | 90 | Technical_Specialist_Refrigeration | 0 | 0 | 0 | BAC-987 | BAC | USER1 | BAC_180 | Small Service (4) | NONE
82607 | 5.4.21.52 | 137-Direct Expansion (DX) |  | Y1 | 180 | Technical_Specialist_Refrigeration | 0 | 60 | 0 | BAC-009 | BAC | USER1 | BAC_180 | Large Service (4) | NONE
82608 | 5.4.21.52 | 137-Direct Expansion (DX) |  | M6 | 90 | Technical_Specialist_Refrigeration | 0 | 0 | 0 | BAC-009 | BAC | USER1 | BAC_180 | Small Service (4) | NONE
82609 | 5.4.21.52 | 137-Direct Expansion (DX) |  | Y1 | 180 | Technical_Specialist_Refrigeration | 0 | 60 | 0 | BAC-010 | BAC | USER1 | BAC_180 | Large Service (4) | NONE
82610 | 5.4.21.52 | 137-Direct Expansion (DX) |  | M6 | 90 | Technical_Specialist_Refrigeration | 0 | 0 | 0 | BAC-010 | BAC | USER1 | BAC_180 | Small Service (4) | NONE
82611 | 5.4.21.52 | 137-Direct Expansion (DX) |  | Y1 | 180 | Technical_Specialist_Refrigeration | 0 | 60 | 0 | BAC-011 | BAC | USER1 | BAC_180 | Large Service (4) | NONE
82612 | 5.4.21.52 | 137-Direct Expansion (DX) |  | M6 | 90 | Technical_Specialist_Refrigeration | 0 | 0 | 0 | BAC-011 | BAC | USER1 | BAC_180 | Small Service (4) | NONE
82613 | 5.4.21.52 | 137-Direct Expansion (DX) |  | Y1 | 180 | Technical_Specialist_Refrigeration | 0 | 60 | 0 | BAC-027 | BAC | USER1 | BAC_180 | Large Service (4) | NONE
82614 | 5.4.21.52 | 137-Direct Expansion (DX) |  | M6 | 90 | Technical_Specialist_Refrigeration | 0 | 0 | 0 | BAC-027 | BAC | USER1 | BAC_180 | Small Service (4) | NONE
82615 | 5.4.21.52 | 137-Direct Expansion (DX) |  | Y1 | 180 | Technical_Specialist_Refrigeration | 0 | 60 | 0 | BAC-028 | BAC | USER1 | BAC_180 | Large Service (4) | NONE
82616 | 5.4.21.52 | 137-Direct Expansion (DX) |  | M6 | 90 | Technical_Specialist_Refrigeration | 0 | 0 | 0 | BAC-028 | BAC | USER1 | BAC_180 | Small Service (4) | NONE
82617 | 5.4.21.52 | 137-Direct Expansion (DX) |  | Y1 | 180 | Technical_Specialist_Refrigeration | 0 | 60 | 0 | BAC-029 | BAC | USER1 | BAC_180 | Large Service (4) | NONE
82618 | 5.4.21.52 | 137-Direct Expansion (DX) |  | M6 | 90 | Technical_Specialist_Refrigeration | 0 | 0 | 0 | BAC-029 | BAC | USER1 | BAC_180 | Small Service (4) | NONE
82619 | 5.4.21.52 | 137-Direct Expansion (DX) |  | Y1 | 180 | Technical_Specialist_Refrigeration | 0 | 60 | 0 | BAC-048 | BAC | USER1 | BAC_180 | Large Service (4) | NONE
82620 | 5.4.21.52 | 137-Direct Expansion (DX) |  | M6 | 90 | Technical_Specialist_Refrigeration | 0 | 0 | 0 | BAC-048 | BAC | USER1 | BAC_180 | Small Service (4) | NONE
82621 | 5.4.21.52 | 137-Direct Expansion (DX) |  | Y1 | 180 | Technical_Specialist_Refrigeration | 0 | 60 | 0 | BAC-049 | BAC | USER1 | BAC_180 | Large Service (4) | NONE
82622 | 5.4.21.52 | 137-Direct Expansion (DX) |  | M6 | 90 | Technical_Specialist_Refrigeration | 0 | 0 | 0 | BAC-049 | BAC | USER1 | BAC_180 | Small Service (4) | NONE
82623 | 5.4.21.52 | 137-Direct Expansion (DX) |  | Y1 | 180 | Technical_Specialist_Refrigeration | 0 | 60 | 0 | BAC-050 | BAC | USER1 | BAC_180 | Large Service (4) | NONE
82624 | 5.4.21.52 | 137-Direct Expansion (DX) |  | M6 | 90 | Technical_Specialist_Refrigeration | 0 | 0 | 0 | BAC-050 | BAC | USER1 | BAC_180 | Small Service (4) | NONE
82625 | 5.4.21.52 | 137-Direct Expansion (DX) |  | Y1 | 180 | Technical_Specialist_Refrigeration | 0 | 60 | 0 | BAC-052 | BAC | USER1 | BAC_180 | Large Service (4) | NONE
82626 | 5.4.21.52 | 137-Direct Expansion (DX) |  | M6 | 90 | Technical_Specialist_Refrigeration | 0 | 0 | 0 | BAC-052 | BAC | USER1 | BAC_180 | Small Service (4) | NONE
82627 | 5.4.21.52 | 137-Direct Expansion (DX) |  | Y1 | 180 | Technical_Specialist_Refrigeration | 0 | 60 | 0 | BAC-057 | BAC | USER1 | BAC_180 | Large Service (4) | NONE
82628 | 5.4.21.52 | 137-Direct Expansion (DX) |  | M6 | 90 | Technical_Specialist_Refrigeration | 0 | 0 | 0 | BAC-057 | BAC | USER1 | BAC_180 | Small Service (4) | NONE
82629 | 5.4.21.52 | 137-Direct Expansion (DX) |  | Y1 | 180 | Technical_Specialist_Refrigeration | 0 | 60 | 0 | BAC-058 | BAC | USER1 | BAC_180 | Large Service (4) | NONE
82630 | 5.4.21.52 | 137-Direct Expansion (DX) |  | M6 | 90 | Technical_Specialist_Refrigeration | 0 | 0 | 0 | BAC-058 | BAC | USER1 | BAC_180 | Small Service (4) | NONE
82631 | 5.4.21.52 | 137-Direct Expansion (DX) |  | Y1 | 180 | Technical_Specialist_Refrigeration | 0 | 60 | 0 | BAC-096 | BAC | USER1 | BAC_180 | Large Service (4) | NONE
82632 | 5.4.21.52 | 137-Direct Expansion (DX) |  | M6 | 90 | Technical_Specialist_Refrigeration | 0 | 0 | 0 | BAC-096 | BAC | USER1 | BAC_180 | Small Service (4) | NONE
82633 | 5.4.21.52 | 137-Direct Expansion (DX) |  | Y1 | 180 | Technical_Specialist_Refrigeration | 0 | 60 | 0 | BAC-097 | BAC | USER1 | BAC_180 | Large Service (4) | NONE
82634 | 5.4.21.52 | 137-Direct Expansion (DX) |  | M6 | 90 | Technical_Specialist_Refrigeration | 0 | 0 | 0 | BAC-097 | BAC | USER1 | BAC_180 | Small Service (4) | NONE
82635 | 5.4.21.52 | 137-Direct Expansion (DX) |  | Y1 | 180 | Technical_Specialist_Refrigeration | 0 | 60 | 0 | BAC-098 | BAC | USER1 | BAC_180 | Large Service (4) | NONE
82636 | 5.4.21.52 | 137-Direct Expansion (DX) |  | M6 | 90 | Technical_Specialist_Refrigeration | 0 | 0 | 0 | BAC-098 | BAC | USER1 | BAC_180 | Small Service (4) | NONE
82637 | 5.4.21.52 | 137-Direct Expansion (DX) |  | Y1 | 180 | Technical_Specialist_Refrigeration | 0 | 60 | 0 | BAC-099 | BAC | USER1 | BAC_180 | Large Service (4) | NONE
82638 | 5.4.21.52 | 137-Direct Expansion (DX) |  | M6 | 90 | Technical_Specialist_Refrigeration | 0 | 0 | 0 | BAC-099 | BAC | USER1 | BAC_180 | Small Service (4) | NONE
82639 | 5.4.21.52 | 137-Direct Expansion (DX) |  | Y1 | 180 | Technical_Specialist_Refrigeration | 0 | 60 | 0 | BAC-100 | BAC | USER1 | BAC_180 | Large Service (4) | NONE
82640 | 5.4.21.52 | 137-Direct Expansion (DX) |  | M6 | 90 | Technical_Specialist_Refrigeration | 0 | 0 | 0 | BAC-100 | BAC | USER1 | BAC_180 | Small Service (4) | NONE
82641 | 5.4.21.52 | 137-Direct Expansion (DX) |  | Y1 | 180 | Technical_Specialist_Refrigeration | 0 | 60 | 0 | BAC-101 | BAC | USER1 | BAC_180 | Large Service (4) | NONE
82642 | 5.4.21.52 | 137-Direct Expansion (DX) |  | M6 | 90 | Technical_Specialist_Refrigeration | 0 | 0 | 0 | BAC-101 | BAC | USER1 | BAC_180 | Small Service (4) | NONE
82643 | 5.4.21.52 | 137-Direct Expansion (DX) |  | Y1 | 180 | Technical_Specialist_Refrigeration | 0 | 60 | 0 | BAC-102 | BAC | USER1 | BAC_180 | Large Service (4) | NONE
82644 | 5.4.21.52 | 137-Direct Expansion (DX) |  | M6 | 90 | Technical_Specialist_Refrigeration | 0 | 0 | 0 | BAC-102 | BAC | USER1 | BAC_180 | Small Service (4) | NONE
82645 | 5.4.21.52 | 137-Direct Expansion (DX) |  | Y1 | 180 | Technical_Specialist_Refrigeration | 0 | 60 | 0 | BAC-103 | BAC | USER1 | BAC_180 | Large Service (4) | NONE
82646 | 5.4.21.52 | 137-Direct Expansion (DX) |  | M6 | 90 | Technical_Specialist_Refrigeration | 0 | 0 | 0 | BAC-103 | BAC | USER1 | BAC_180 | Small Service (4) | NONE
82647 | 5.4.21.52 | 137-Direct Expansion (DX) |  | Y1 | 180 | Technical_Specialist_Refrigeration | 0 | 60 | 0 | BAC-1043 | BAC | USER1 | BAC_180 | Large Service (4) | NONE
82648 | 5.4.21.52 | 137-Direct Expansion (DX) |  | M6 | 90 | Technical_Specialist_Refrigeration | 0 | 0 | 0 | BAC-1043 | BAC | USER1 | BAC_180 | Small Service (4) | NONE
82649 | 5.4.21.52 | 137-Direct Expansion (DX) |  | Y1 | 180 | Technical_Specialist_Refrigeration | 0 | 60 | 0 | BAC-1044 | BAC | USER1 | BAC_180 | Large Service (4) | NONE
82650 | 5.4.21.52 | 137-Direct Expansion (DX) |  | M6 | 90 | Technical_Specialist_Refrigeration | 0 | 0 | 0 | BAC-1044 | BAC | USER1 | BAC_180 | Small Service (4) | NONE
82651 | 5.4.21.52 | 137-Direct Expansion (DX) |  | Y1 | 180 | Technical_Specialist_Refrigeration | 0 | 60 | 0 | BAC-1051 | BAC | USER1 | BAC_180 | Large Service (4) | NONE
82652 | 5.4.21.52 | 137-Direct Expansion (DX) |  | M6 | 90 | Technical_Specialist_Refrigeration | 0 | 0 | 0 | BAC-1051 | BAC | USER1 | BAC_180 | Small Service (4) | NONE
82653 | 5.4.21.52 | 137-Direct Expansion (DX) |  | Y1 | 180 | Technical_Specialist_Refrigeration | 0 | 60 | 0 | BAC-1052 | BAC | USER1 | BAC_180 | Large Service (4) | NONE
82654 | 5.4.21.52 | 137-Direct Expansion (DX) |  | M6 | 90 | Technical_Specialist_Refrigeration | 0 | 0 | 0 | BAC-1052 | BAC | USER1 | BAC_180 | Small Service (4) | NONE
82655 | 5.4.21.52 | 137-Direct Expansion (DX) |  | Y1 | 180 | Technical_Specialist_Refrigeration | 0 | 60 | 0 | BAC-1097 | BAC | USER1 | BAC_180 | Large Service (4) | NONE
82656 | 5.4.21.52 | 137-Direct Expansion (DX) |  | M6 | 90 | Technical_Specialist_Refrigeration | 0 | 0 | 0 | BAC-1097 | BAC | USER1 | BAC_180 | Small Service (4) | NONE
82657 | 5.4.21.52 | 137-Direct Expansion (DX) |  | Y1 | 180 | Technical_Specialist_Refrigeration | 0 | 60 | 0 | BAC-1098 | BAC | USER1 | BAC_180 | Large Service (4) | NONE
82658 | 5.4.21.52 | 137-Direct Expansion (DX) |  | M6 | 90 | Technical_Specialist_Refrigeration | 0 | 0 | 0 | BAC-1098 | BAC | USER1 | BAC_180 | Small Service (4) | NONE
82659 | 5.4.21.52 | 137-Direct Expansion (DX) |  | Y1 | 180 | Technical_Specialist_Refrigeration | 0 | 60 | 0 | BAC-116 | BAC | USER1 | BAC_180 | Large Service (4) | NONE
82660 | 5.4.21.52 | 137-Direct Expansion (DX) |  | M6 | 90 | Technical_Specialist_Refrigeration | 0 | 0 | 0 | BAC-116 | BAC | USER1 | BAC_180 | Small Service (4) | NONE
82661 | 5.4.21.52 | 137-Direct Expansion (DX) |  | Y1 | 180 | Technical_Specialist_Refrigeration | 0 | 60 | 0 | BAC-117 | BAC | USER1 | BAC_180 | Large Service (4) | NONE
82662 | 5.4.21.52 | 137-Direct Expansion (DX) |  | M6 | 90 | Technical_Specialist_Refrigeration | 0 | 0 | 0 | BAC-117 | BAC | USER1 | BAC_180 | Small Service (4) | NONE
82663 | 5.4.21.52 | 137-Direct Expansion (DX) |  | Y1 | 180 | Technical_Specialist_Refrigeration | 0 | 60 | 0 | BAC-118 | BAC | USER1 | BAC_180 | Large Service (4) | NONE
82664 | 5.4.21.52 | 137-Direct Expansion (DX) |  | M6 | 90 | Technical_Specialist_Refrigeration | 0 | 0 | 0 | BAC-118 | BAC | USER1 | BAC_180 | Small Service (4) | NONE
82665 | 5.4.21.52 | 137-Direct Expansion (DX) |  | Y1 | 180 | Technical_Specialist_Refrigeration | 0 | 60 | 0 | BAC-119 | BAC | USER1 | BAC_180 | Large Service (4) | NONE
82666 | 5.4.21.52 | 137-Direct Expansion (DX) |  | M6 | 90 | Technical_Specialist_Refrigeration | 0 | 0 | 0 | BAC-119 | BAC | USER1 | BAC_180 | Small Service (4) | NONE
82667 | 5.4.21.52 | 137-Direct Expansion (DX) |  | Y1 | 180 | Technical_Specialist_Refrigeration | 0 | 60 | 0 | BAC-145 | BAC | USER1 | BAC_180 | Large Service (4) | NONE
82668 | 5.4.21.52 | 137-Direct Expansion (DX) |  | M6 | 90 | Technical_Specialist_Refrigeration | 0 | 0 | 0 | BAC-145 | BAC | USER1 | BAC_180 | Small Service (4) | NONE
82669 | 5.4.21.52 | 137-Direct Expansion (DX) |  | Y1 | 180 | Technical_Specialist_Refrigeration | 0 | 60 | 0 | BAC-146 | BAC | USER1 | BAC_180 | Large Service (4) | NONE
82670 | 5.4.21.52 | 137-Direct Expansion (DX) |  | M6 | 90 | Technical_Specialist_Refrigeration | 0 | 0 | 0 | BAC-146 | BAC | USER1 | BAC_180 | Small Service (4) | NONE
82671 | 5.4.21.52 | 137-Direct Expansion (DX) |  | Y1 | 180 | Technical_Specialist_Refrigeration | 0 | 60 | 0 | BAC-161 | BAC | USER1 | BAC_180 | Large Service (4) | NONE
82672 | 5.4.21.52 | 137-Direct Expansion (DX) |  | M6 | 90 | Technical_Specialist_Refrigeration | 0 | 0 | 0 | BAC-161 | BAC | USER1 | BAC_180 | Small Service (4) | NONE
82673 | 5.4.21.52 | 137-Direct Expansion (DX) |  | Y1 | 180 | Technical_Specialist_Refrigeration | 0 | 60 | 0 | BAC-162 | BAC | USER1 | BAC_180 | Large Service (4) | NONE
82674 | 5.4.21.52 | 137-Direct Expansion (DX) |  | M6 | 90 | Technical_Specialist_Refrigeration | 0 | 0 | 0 | BAC-162 | BAC | USER1 | BAC_180 | Small Service (4) | NONE
82675 | 5.4.21.52 | 137-Direct Expansion (DX) |  | Y1 | 180 | Technical_Specialist_Refrigeration | 0 | 60 | 0 | BAC-172 | BAC | USER1 | BAC_180 | Large Service (4) | NONE
82676 | 5.4.21.52 | 137-Direct Expansion (DX) |  | M6 | 90 | Technical_Specialist_Refrigeration | 0 | 0 | 0 | BAC-172 | BAC | USER1 | BAC_180 | Small Service (4) | NONE
82677 | 5.4.21.52 | 137-Direct Expansion (DX) |  | Y1 | 180 | Technical_Specialist_Refrigeration | 0 | 60 | 0 | BAC-173 | BAC | USER1 | BAC_180 | Large Service (4) | NONE
82678 | 5.4.21.52 | 137-Direct Expansion (DX) |  | M6 | 90 | Technical_Specialist_Refrigeration | 0 | 0 | 0 | BAC-173 | BAC | USER1 | BAC_180 | Small Service (4) | NONE
82679 | 5.4.21.52 | 137-Direct Expansion (DX) |  | Y1 | 180 | Technical_Specialist_Refrigeration | 0 | 60 | 0 | BAC-183 | BAC | USER1 | BAC_180 | Large Service (4) | NONE
82680 | 5.4.21.52 | 137-Direct Expansion (DX) |  | M6 | 90 | Technical_Specialist_Refrigeration | 0 | 0 | 0 | BAC-183 | BAC | USER1 | BAC_180 | Small Service (4) | NONE
82681 | 5.4.21.52 | 137-Direct Expansion (DX) |  | Y1 | 180 | Technical_Specialist_Refrigeration | 0 | 60 | 0 | BAC-184 | BAC | USER1 | BAC_180 | Large Service (4) | NONE
82682 | 5.4.21.52 | 137-Direct Expansion (DX) |  | M6 | 90 | Technical_Specialist_Refrigeration | 0 | 0 | 0 | BAC-184 | BAC | USER1 | BAC_180 | Small Service (4) | NONE
82683 | 5.4.21.52 | 137-Direct Expansion (DX) |  | Y1 | 180 | Technical_Specialist_Refrigeration | 0 | 60 | 0 | BAC-185 | BAC | USER1 | BAC_180 | Large Service (4) | NONE
82684 | 5.4.21.52 | 137-Direct Expansion (DX) |  | M6 | 90 | Technical_Specialist_Refrigeration | 0 | 0 | 0 | BAC-185 | BAC | USER1 | BAC_180 | Small Service (4) | NONE
82685 | 5.4.21.52 | 137-Direct Expansion (DX) |  | Y1 | 180 | Technical_Specialist_Refrigeration | 0 | 60 | 0 | BAC-186 | BAC | USER1 | BAC_180 | Large Service (4) | NONE
82686 | 5.4.21.52 | 137-Direct Expansion (DX) |  | M6 | 90 | Technical_Specialist_Refrigeration | 0 | 0 | 0 | BAC-186 | BAC | USER1 | BAC_180 | Small Service (4) | NONE
82687 | 5.4.21.52 | 137-Direct Expansion (DX) |  | Y1 | 180 | Technical_Specialist_Refrigeration | 0 | 60 | 0 | BAC-187 | BAC | USER1 | BAC_180 | Large Service (4) | NONE
82688 | 5.4.21.52 | 137-Direct Expansion (DX) |  | M6 | 90 | Technical_Specialist_Refrigeration | 0 | 0 | 0 | BAC-187 | BAC | USER1 | BAC_180 | Small Service (4) | NONE
82689 | 5.4.21.52 | 137-Direct Expansion (DX) |  | Y1 | 180 | Technical_Specialist_Refrigeration | 0 | 60 | 0 | BAC-243 | BAC | USER1 | BAC_180 | Large Service (4) | NONE
82690 | 5.4.21.52 | 137-Direct Expansion (DX) |  | M6 | 90 | Technical_Specialist_Refrigeration | 0 | 0 | 0 | BAC-243 | BAC | USER1 | BAC_180 | Small Service (4) | NONE
82691 | 5.4.21.52 | 137-Direct Expansion (DX) |  | Y1 | 180 | Technical_Specialist_Refrigeration | 0 | 60 | 0 | BAC-244 | BAC | USER1 | BAC_180 | Large Service (4) | NONE
82692 | 5.4.21.52 | 137-Direct Expansion (DX) |  | M6 | 90 | Technical_Specialist_Refrigeration | 0 | 0 | 0 | BAC-244 | BAC | USER1 | BAC_180 | Small Service (4) | NONE
82693 | 5.4.21.52 | 137-Direct Expansion (DX) |  | Y1 | 180 | Technical_Specialist_Refrigeration | 0 | 60 | 0 | BAC-245 | BAC | USER1 | BAC_180 | Large Service (4) | NONE
82694 | 5.4.21.52 | 137-Direct Expansion (DX) |  | M6 | 90 | Technical_Specialist_Refrigeration | 0 | 0 | 0 | BAC-245 | BAC | USER1 | BAC_180 | Small Service (4) | NONE
82695 | 5.4.21.52 | 137-Direct Expansion (DX) |  | Y1 | 180 | Technical_Specialist_Refrigeration | 0 | 60 | 0 | BAC-246 | BAC | USER1 | BAC_180 | Large Service (4) | NONE
82696 | 5.4.21.52 | 137-Direct Expansion (DX) |  | M6 | 90 | Technical_Specialist_Refrigeration | 0 | 0 | 0 | BAC-246 | BAC | USER1 | BAC_180 | Small Service (4) | NONE
82697 | 5.4.21.52 | 137-Direct Expansion (DX) |  | Y1 | 180 | Technical_Specialist_Refrigeration | 0 | 60 | 0 | BAC-277 | BAC | USER1 | BAC_180 | Large Service (4) | NONE
82698 | 5.4.21.52 | 137-Direct Expansion (DX) |  | M6 | 90 | Technical_Specialist_Refrigeration | 0 | 0 | 0 | BAC-277 | BAC | USER1 | BAC_180 | Small Service (4) | NONE
82699 | 5.4.21.52 | 137-Direct Expansion (DX) |  | Y1 | 180 | Technical_Specialist_Refrigeration | 0 | 60 | 0 | BAC-278 | BAC | USER1 | BAC_180 | Large Service (4) | NONE
82700 | 5.4.21.52 | 137-Direct Expansion (DX) |  | M6 | 90 | Technical_Specialist_Refrigeration | 0 | 0 | 0 | BAC-278 | BAC | USER1 | BAC_180 | Small Service (4) | NONE
82701 | 5.4.21.52 | 137-Direct Expansion (DX) |  | Y1 | 180 | Technical_Specialist_Refrigeration | 0 | 60 | 0 | BAC-279 | BAC | USER1 | BAC_180 | Large Service (4) | NONE
82702 | 5.4.21.52 | 137-Direct Expansion (DX) |  | M6 | 90 | Technical_Specialist_Refrigeration | 0 | 0 | 0 | BAC-279 | BAC | USER1 | BAC_180 | Small Service (4) | NONE
82703 | 5.4.21.52 | 137-Direct Expansion (DX) |  | Y1 | 180 | Technical_Specialist_Refrigeration | 0 | 60 | 0 | BAC-280 | BAC | USER1 | BAC_180 | Large Service (4) | NONE
82704 | 5.4.21.52 | 137-Direct Expansion (DX) |  | M6 | 90 | Technical_Specialist_Refrigeration | 0 | 0 | 0 | BAC-280 | BAC | USER1 | BAC_180 | Small Service (4) | NONE
82705 | 5.4.21.52 | 137-Direct Expansion (DX) |  | Y1 | 180 | Technical_Specialist_Refrigeration | 0 | 60 | 0 | BAC-281 | BAC | USER1 | BAC_180 | Large Service (4) | NONE
82706 | 5.4.21.52 | 137-Direct Expansion (DX) |  | M6 | 90 | Technical_Specialist_Refrigeration | 0 | 0 | 0 | BAC-281 | BAC | USER1 | BAC_180 | Small Service (4) | NONE
82707 | 5.4.21.52 | 137-Direct Expansion (DX) |  | Y1 | 180 | Technical_Specialist_Refrigeration | 0 | 60 | 0 | BAC-282 | BAC | USER1 | BAC_180 | Large Service (4) | NONE
82708 | 5.4.21.52 | 137-Direct Expansion (DX) |  | M6 | 90 | Technical_Specialist_Refrigeration | 0 | 0 | 0 | BAC-282 | BAC | USER1 | BAC_180 | Small Service (4) | NONE
82709 | 5.4.21.52 | 137-Direct Expansion (DX) |  | Y1 | 180 | Technical_Specialist_Refrigeration | 0 | 60 | 0 | BAC-283 | BAC | USER1 | BAC_180 | Large Service (4) | NONE
82710 | 5.4.21.52 | 137-Direct Expansion (DX) |  | M6 | 90 | Technical_Specialist_Refrigeration | 0 | 0 | 0 | BAC-283 | BAC | USER1 | BAC_180 | Small Service (4) | NONE
82711 | 5.4.21.52 | 137-Direct Expansion (DX) |  | Y1 | 180 | Technical_Specialist_Refrigeration | 0 | 60 | 0 | BAC-298 | BAC | USER1 | BAC_180 | Large Service (4) | NONE
82712 | 5.4.21.52 | 137-Direct Expansion (DX) |  | M6 | 90 | Technical_Specialist_Refrigeration | 0 | 0 | 0 | BAC-298 | BAC | USER1 | BAC_180 | Small Service (4) | NONE
82713 | 5.4.21.52 | 137-Direct Expansion (DX) |  | Y1 | 180 | Technical_Specialist_Refrigeration | 0 | 60 | 0 | BAC-299 | BAC | USER1 | BAC_180 | Large Service (4) | NONE
82714 | 5.4.21.52 | 137-Direct Expansion (DX) |  | M6 | 90 | Technical_Specialist_Refrigeration | 0 | 0 | 0 | BAC-299 | BAC | USER1 | BAC_180 | Small Service (4) | NONE
82715 | 5.4.21.52 | 137-Direct Expansion (DX) |  | Y1 | 180 | Technical_Specialist_Refrigeration | 0 | 60 | 0 | BAC-302 | BAC | USER1 | BAC_180 | Large Service (4) | NONE
82716 | 5.4.21.52 | 137-Direct Expansion (DX) |  | M6 | 90 | Technical_Specialist_Refrigeration | 0 | 0 | 0 | BAC-302 | BAC | USER1 | BAC_180 | Small Service (4) | NONE
82717 | 5.4.21.52 | 137-Direct Expansion (DX) |  | Y1 | 180 | Technical_Specialist_Refrigeration | 0 | 60 | 0 | BAC-309 | BAC | USER1 | BAC_180 | Large Service (4) | NONE
82718 | 5.4.21.52 | 137-Direct Expansion (DX) |  | M6 | 90 | Technical_Specialist_Refrigeration | 0 | 0 | 0 | BAC-309 | BAC | USER1 | BAC_180 | Small Service (4) | NONE
82719 | 5.4.21.52 | 137-Direct Expansion (DX) |  | Y1 | 180 | Technical_Specialist_Refrigeration | 0 | 60 | 0 | BAC-310 | BAC | USER1 | BAC_180 | Large Service (4) | NONE
82720 | 5.4.21.52 | 137-Direct Expansion (DX) |  | M6 | 90 | Technical_Specialist_Refrigeration | 0 | 0 | 0 | BAC-310 | BAC | USER1 | BAC_180 | Small Service (4) | NONE
82721 | 5.4.21.52 | 137-Direct Expansion (DX) |  | Y1 | 180 | Technical_Specialist_Refrigeration | 0 | 60 | 0 | BAC-318 | BAC | USER1 | BAC_180 | Large Service (4) | NONE
82722 | 5.4.21.52 | 137-Direct Expansion (DX) |  | M6 | 90 | Technical_Specialist_Refrigeration | 0 | 0 | 0 | BAC-318 | BAC | USER1 | BAC_180 | Small Service (4) | NONE
82723 | 5.4.21.52 | 137-Direct Expansion (DX) |  | Y1 | 180 | Technical_Specialist_Refrigeration | 0 | 60 | 0 | BAC-320 | BAC | USER1 | BAC_180 | Large Service (4) | NONE
82724 | 5.4.21.52 | 137-Direct Expansion (DX) |  | M6 | 90 | Technical_Specialist_Refrigeration | 0 | 0 | 0 | BAC-320 | BAC | USER1 | BAC_180 | Small Service (4) | NONE
82725 | 5.4.21.52 | 137-Direct Expansion (DX) |  | Y1 | 180 | Technical_Specialist_Refrigeration | 0 | 60 | 0 | BAC-321 | BAC | USER1 | BAC_180 | Large Service (4) | NONE
82726 | 5.4.21.52 | 137-Direct Expansion (DX) |  | M6 | 90 | Technical_Specialist_Refrigeration | 0 | 0 | 0 | BAC-321 | BAC | USER1 | BAC_180 | Small Service (4) | NONE
82727 | 5.4.21.52 | 137-Direct Expansion (DX) |  | Y1 | 180 | Technical_Specialist_Refrigeration | 0 | 60 | 0 | BAC-326 | BAC | USER1 | BAC_180 | Large Service (4) | NONE
82728 | 5.4.21.52 | 137-Direct Expansion (DX) |  | M6 | 90 | Technical_Specialist_Refrigeration | 0 | 0 | 0 | BAC-326 | BAC | USER1 | BAC_180 | Small Service (4) | NONE
82729 | 5.4.21.52 | 137-Direct Expansion (DX) |  | Y1 | 180 | Technical_Specialist_Refrigeration | 0 | 60 | 0 | BAC-330 | BAC | USER1 | BAC_180 | Large Service (4) | NONE
82730 | 5.4.21.52 | 137-Direct Expansion (DX) |  | M6 | 90 | Technical_Specialist_Refrigeration | 0 | 0 | 0 | BAC-330 | BAC | USER1 | BAC_180 | Small Service (4) | NONE
82731 | 5.4.21.52 | 137-Direct Expansion (DX) |  | Y1 | 180 | Technical_Specialist_Refrigeration | 0 | 60 | 0 | BAC-343 | BAC | USER1 | BAC_180 | Large Service (4) | NONE
82732 | 5.4.21.52 | 137-Direct Expansion (DX) |  | M6 | 90 | Technical_Specialist_Refrigeration | 0 | 0 | 0 | BAC-343 | BAC | USER1 | BAC_180 | Small Service (4) | NONE
82733 | 5.4.21.52 | 137-Direct Expansion (DX) |  | Y1 | 180 | Technical_Specialist_Refrigeration | 0 | 60 | 0 | BAC-349 | BAC | USER1 | BAC_180 | Large Service (4) | NONE
82734 | 5.4.21.52 | 137-Direct Expansion (DX) |  | M6 | 90 | Technical_Specialist_Refrigeration | 0 | 0 | 0 | BAC-349 | BAC | USER1 | BAC_180 | Small Service (4) | NONE
82735 | 5.4.21.52 | 137-Direct Expansion (DX) |  | Y1 | 180 | Technical_Specialist_Refrigeration | 0 | 60 | 0 | BAC-357 | BAC | USER1 | BAC_180 | Large Service (4) | NONE
82736 | 5.4.21.52 | 137-Direct Expansion (DX) |  | M6 | 90 | Technical_Specialist_Refrigeration | 0 | 0 | 0 | BAC-357 | BAC | USER1 | BAC_180 | Small Service (4) | NONE
82737 | 5.4.21.52 | 137-Direct Expansion (DX) |  | Y1 | 180 | Technical_Specialist_Refrigeration | 0 | 60 | 0 | BAC-360 | BAC | USER1 | BAC_180 | Large Service (4) | NONE
82738 | 5.4.21.52 | 137-Direct Expansion (DX) |  | M6 | 90 | Technical_Specialist_Refrigeration | 0 | 0 | 0 | BAC-360 | BAC | USER1 | BAC_180 | Small Service (4) | NONE
82739 | 5.4.21.52 | 137-Direct Expansion (DX) |  | Y1 | 180 | Technical_Specialist_Refrigeration | 0 | 60 | 0 | BAC-361 | BAC | USER1 | BAC_180 | Large Service (4) | NONE
82740 | 5.4.21.52 | 137-Direct Expansion (DX) |  | M6 | 90 | Technical_Specialist_Refrigeration | 0 | 0 | 0 | BAC-361 | BAC | USER1 | BAC_180 | Small Service (4) | NONE
82741 | 5.4.21.52 | 137-Direct Expansion (DX) |  | Y1 | 180 | Technical_Specialist_Refrigeration | 0 | 60 | 0 | BAC-454 | BAC | USER1 | BAC_180 | Large Service (4) | NONE
82742 | 5.4.21.52 | 137-Direct Expansion (DX) |  | M6 | 90 | Technical_Specialist_Refrigeration | 0 | 0 | 0 | BAC-454 | BAC | USER1 | BAC_180 | Small Service (4) | NONE
82743 | 5.4.21.52 | 137-Direct Expansion (DX) |  | Y1 | 180 | Technical_Specialist_Refrigeration | 0 | 60 | 0 | BAC-455 | BAC | USER1 | BAC_180 | Large Service (4) | NONE
82744 | 5.4.21.52 | 137-Direct Expansion (DX) |  | M6 | 90 | Technical_Specialist_Refrigeration | 0 | 0 | 0 | BAC-455 | BAC | USER1 | BAC_180 | Small Service (4) | NONE
82745 | 5.4.21.52 | 137-Direct Expansion (DX) |  | Y1 | 180 | Technical_Specialist_Refrigeration | 0 | 60 | 0 | BAC-554 | BAC | USER1 | BAC_180 | Large Service (4) | NONE
82746 | 5.4.21.52 | 137-Direct Expansion (DX) |  | M6 | 90 | Technical_Specialist_Refrigeration | 0 | 0 | 0 | BAC-554 | BAC | USER1 | BAC_180 | Small Service (4) | NONE
82747 | 5.4.21.52 | 137-Direct Expansion (DX) |  | Y1 | 180 | Technical_Specialist_Refrigeration | 0 | 60 | 0 | BAC-747 | BAC | USER1 | BAC_180 | Large Service (4) | NONE
82748 | 5.4.21.52 | 137-Direct Expansion (DX) |  | M6 | 90 | Technical_Specialist_Refrigeration | 0 | 0 | 0 | BAC-747 | BAC | USER1 | BAC_180 | Small Service (4) | NONE
82749 | 5.4.21.52 | 137-Direct Expansion (DX) |  | Y1 | 180 | Technical_Specialist_Refrigeration | 0 | 60 | 0 | BAC-748 | BAC | USER1 | BAC_180 | Large Service (4) | NONE
82750 | 5.4.21.52 | 137-Direct Expansion (DX) |  | M6 | 90 | Technical_Specialist_Refrigeration | 0 | 0 | 0 | BAC-748 | BAC | USER1 | BAC_180 | Small Service (4) | NONE
82751 | 5.4.21.52 | 137-Direct Expansion (DX) |  | Y1 | 180 | Technical_Specialist_Refrigeration | 0 | 60 | 0 | BAC-975 | BAC | USER1 | BAC_180 | Large Service (4) | NONE
82752 | 5.4.21.52 | 137-Direct Expansion (DX) |  | M6 | 90 | Technical_Specialist_Refrigeration | 0 | 0 | 0 | BAC-975 | BAC | USER1 | BAC_180 | Small Service (4) | NONE
82753 | 5.4.21.52 | 137-Direct Expansion (DX) |  | Y1 | 180 | Technical_Specialist_Refrigeration | 0 | 60 | 0 | BAC-984 | BAC | USER1 | BAC_180 | Large Service (4) | NONE
82754 | 5.4.21.52 | 137-Direct Expansion (DX) |  | M6 | 90 | Technical_Specialist_Refrigeration | 0 | 0 | 0 | BAC-984 | BAC | USER1 | BAC_180 | Small Service (4) | NONE
82755 | 5.4.21.52 | 137-Direct Expansion (DX) |  | Y1 | 180 | Technical_Specialist_Refrigeration | 0 | 60 | 0 | BAC-986 | BAC | USER1 | BAC_180 | Large Service (4) | NONE
82756 | 5.4.21.52 | 137-Direct Expansion (DX) |  | M6 | 90 | Technical_Specialist_Refrigeration | 0 | 0 | 0 | BAC-986 | BAC | USER1 | BAC_180 | Small Service (4) | NONE
82757 | 5.4.21.52 | 137-Direct Expansion (DX) |  | Y1 | 180 | Technical_Specialist_Refrigeration | 0 | 60 | 0 | BAC-988 | BAC | USER1 | BAC_180 | Large Service (4) | NONE
82758 | 5.4.21.52 | 137-Direct Expansion (DX) |  | M6 | 90 | Technical_Specialist_Refrigeration | 0 | 0 | 0 | BAC-988 | BAC | USER1 | BAC_180 | Small Service (4) | NONE
82759 | 5.5.12.51 | 156-Control Valve |  | M6 | 6 | General_Muti Trade Technician | 0 | 0 | 0 | BAC-089 | BAC | USER1 | BAC_180 | Small Service (1) | NONE
82760 | 5.5.12.51 | 156-Control Valve |  | M6 | 6 | General_Muti Trade Technician | 0 | 0 | 0 | BAC-090 | BAC | USER1 | BAC_180 | Small Service (1) | NONE
82761 | 5.5.12.51 | 156-Control Valve |  | M6 | 6 | General_Muti Trade Technician | 0 | 0 | 0 | BAC-091 | BAC | USER1 | BAC_180 | Small Service (1) | NONE
82762 | 5.5.12.51 | 156-Control Valve |  | M6 | 6 | General_Muti Trade Technician | 0 | 0 | 0 | BAC-1001 | BAC | USER1 | BAC_180 | Small Service (1) | NONE
82763 | 5.5.12.51 | 156-Control Valve |  | M6 | 6 | General_Muti Trade Technician | 0 | 0 | 0 | BAC-1002 | BAC | USER1 | BAC_180 | Small Service (1) | NONE
82764 | 5.5.12.51 | 156-Control Valve |  | M6 | 6 | General_Muti Trade Technician | 0 | 0 | 0 | BAC-1003 | BAC | USER1 | BAC_180 | Small Service (1) | NONE
82765 | 5.5.12.51 | 156-Control Valve |  | M6 | 6 | General_Muti Trade Technician | 0 | 0 | 0 | BAC-1023 | BAC | USER1 | BAC_180 | Small Service (1) | NONE
82766 | 5.5.12.51 | 156-Control Valve |  | M6 | 6 | General_Muti Trade Technician | 0 | 0 | 0 | BAC-1024 | BAC | USER1 | BAC_180 | Small Service (1) | NONE
82767 | 5.5.12.51 | 156-Control Valve |  | M6 | 6 | General_Muti Trade Technician | 0 | 0 | 0 | BAC-1028 | BAC | USER1 | BAC_180 | Small Service (1) | NONE
82768 | 5.5.12.51 | 156-Control Valve |  | M6 | 6 | General_Muti Trade Technician | 0 | 0 | 0 | BAC-1029 | BAC | USER1 | BAC_180 | Small Service (1) | NONE
82769 | 5.5.12.51 | 156-Control Valve |  | M6 | 6 | General_Muti Trade Technician | 0 | 0 | 0 | BAC-1053 | BAC | USER1 | BAC_180 | Small Service (1) | NONE
82770 | 5.5.12.51 | 156-Control Valve |  | M6 | 6 | General_Muti Trade Technician | 0 | 0 | 0 | BAC-1054 | BAC | USER1 | BAC_180 | Small Service (1) | NONE
82771 | 5.5.12.51 | 156-Control Valve |  | M6 | 6 | General_Muti Trade Technician | 0 | 0 | 0 | BAC-1055 | BAC | USER1 | BAC_180 | Small Service (1) | NONE
82772 | 5.5.12.51 | 156-Control Valve |  | M6 | 6 | General_Muti Trade Technician | 0 | 0 | 0 | BAC-1056 | BAC | USER1 | BAC_180 | Small Service (1) | NONE
82773 | 5.5.12.51 | 156-Control Valve |  | M6 | 6 | General_Muti Trade Technician | 0 | 0 | 0 | BAC-1057 | BAC | USER1 | BAC_180 | Small Service (1) | NONE
82774 | 5.5.12.51 | 156-Control Valve |  | M6 | 6 | General_Muti Trade Technician | 0 | 0 | 0 | BAC-1058 | BAC | USER1 | BAC_180 | Small Service (1) | NONE
82775 | 5.5.12.51 | 156-Control Valve |  | M6 | 6 | General_Muti Trade Technician | 0 | 0 | 0 | BAC-1061 | BAC | USER1 | BAC_180 | Small Service (1) | NONE
82776 | 5.5.12.51 | 156-Control Valve |  | M6 | 6 | General_Muti Trade Technician | 0 | 0 | 0 | BAC-1064 | BAC | USER1 | BAC_180 | Small Service (1) | NONE
82777 | 5.5.12.51 | 156-Control Valve |  | M6 | 6 | General_Muti Trade Technician | 0 | 0 | 0 | BAC-1065 | BAC | USER1 | BAC_180 | Small Service (1) | NONE
82778 | 5.5.12.51 | 156-Control Valve |  | M6 | 6 | General_Muti Trade Technician | 0 | 0 | 0 | BAC-1066 | BAC | USER1 | BAC_180 | Small Service (1) | NONE
82779 | 5.5.12.51 | 156-Control Valve |  | M6 | 6 | General_Muti Trade Technician | 0 | 0 | 0 | BAC-1067 | BAC | USER1 | BAC_180 | Small Service (1) | NONE
82780 | 5.5.12.51 | 156-Control Valve |  | M6 | 6 | General_Muti Trade Technician | 0 | 0 | 0 | BAC-1068 | BAC | USER1 | BAC_180 | Small Service (1) | NONE
82781 | 5.5.12.51 | 156-Control Valve |  | M6 | 6 | General_Muti Trade Technician | 0 | 0 | 0 | BAC-1072 | BAC | USER1 | BAC_180 | Small Service (1) | NONE
82782 | 5.5.12.51 | 156-Control Valve |  | M6 | 6 | General_Muti Trade Technician | 0 | 0 | 0 | BAC-1073 | BAC | USER1 | BAC_180 | Small Service (1) | NONE
82783 | 5.5.12.51 | 156-Control Valve |  | M6 | 6 | General_Muti Trade Technician | 0 | 0 | 0 | BAC-1074 | BAC | USER1 | BAC_180 | Small Service (1) | NONE
82784 | 5.5.12.51 | 156-Control Valve |  | M6 | 6 | General_Muti Trade Technician | 0 | 0 | 0 | BAC-231 | BAC | USER1 | BAC_180 | Small Service (1) | NONE
82785 | 5.5.12.51 | 156-Control Valve |  | M6 | 6 | General_Muti Trade Technician | 0 | 0 | 0 | BAC-232 | BAC | USER1 | BAC_180 | Small Service (1) | NONE
82786 | 5.5.12.51 | 156-Control Valve |  | M6 | 6 | General_Muti Trade Technician | 0 | 0 | 0 | BAC-233 | BAC | USER1 | BAC_180 | Small Service (1) | NONE
82787 | 5.5.12.51 | 156-Control Valve |  | M6 | 6 | General_Muti Trade Technician | 0 | 0 | 0 | BAC-234 | BAC | USER1 | BAC_180 | Small Service (1) | NONE
82788 | 5.5.12.51 | 156-Control Valve |  | M6 | 6 | General_Muti Trade Technician | 0 | 0 | 0 | BAC-235 | BAC | USER1 | BAC_180 | Small Service (1) | NONE
82789 | 5.5.12.51 | 156-Control Valve |  | M6 | 6 | General_Muti Trade Technician | 0 | 0 | 0 | BAC-236 | BAC | USER1 | BAC_180 | Small Service (1) | NONE
82790 | 5.5.12.51 | 156-Control Valve |  | M6 | 6 | General_Muti Trade Technician | 0 | 0 | 0 | BAC-237 | BAC | USER1 | BAC_180 | Small Service (1) | NONE
82791 | 5.5.12.51 | 156-Control Valve |  | M6 | 6 | General_Muti Trade Technician | 0 | 0 | 0 | BAC-238 | BAC | USER1 | BAC_180 | Small Service (1) | NONE
82792 | 5.5.12.51 | 156-Control Valve |  | M6 | 6 | General_Muti Trade Technician | 0 | 0 | 0 | BAC-239 | BAC | USER1 | BAC_180 | Small Service (1) | NONE
82793 | 5.5.12.51 | 156-Control Valve |  | M6 | 6 | General_Muti Trade Technician | 0 | 0 | 0 | BAC-240 | BAC | USER1 | BAC_180 | Small Service (1) | NONE
82794 | 5.5.12.51 | 156-Control Valve |  | M6 | 6 | General_Muti Trade Technician | 0 | 0 | 0 | BAC-241 | BAC | USER1 | BAC_180 | Small Service (1) | NONE
82795 | 5.5.12.51 | 156-Control Valve |  | M6 | 6 | General_Muti Trade Technician | 0 | 0 | 0 | BAC-266 | BAC | USER1 | BAC_180 | Small Service (1) | NONE
82796 | 5.5.12.51 | 156-Control Valve |  | M6 | 6 | General_Muti Trade Technician | 0 | 0 | 0 | BAC-267 | BAC | USER1 | BAC_180 | Small Service (1) | NONE
82797 | 5.5.12.51 | 156-Control Valve |  | M6 | 6 | General_Muti Trade Technician | 0 | 0 | 0 | BAC-268 | BAC | USER1 | BAC_180 | Small Service (1) | NONE
82798 | 5.5.12.51 | 156-Control Valve |  | M6 | 6 | General_Muti Trade Technician | 0 | 0 | 0 | BAC-269 | BAC | USER1 | BAC_180 | Small Service (1) | NONE
82799 | 5.5.12.51 | 156-Control Valve |  | M6 | 6 | General_Muti Trade Technician | 0 | 0 | 0 | BAC-270 | BAC | USER1 | BAC_180 | Small Service (1) | NONE
82800 | 5.5.12.51 | 156-Control Valve |  | M6 | 6 | General_Muti Trade Technician | 0 | 0 | 0 | BAC-271 | BAC | USER1 | BAC_180 | Small Service (1) | NONE
82801 | 5.5.12.51 | 156-Control Valve |  | M6 | 6 | General_Muti Trade Technician | 0 | 0 | 0 | BAC-272 | BAC | USER1 | BAC_180 | Small Service (1) | NONE
82802 | 5.5.12.51 | 156-Control Valve |  | M6 | 6 | General_Muti Trade Technician | 0 | 0 | 0 | BAC-422 | BAC | USER1 | BAC_180 | Small Service (1) | NONE
82803 | 5.5.12.51 | 156-Control Valve |  | M6 | 6 | General_Muti Trade Technician | 0 | 0 | 0 | BAC-423 | BAC | USER1 | BAC_180 | Small Service (1) | NONE
82804 | 5.5.12.51 | 156-Control Valve |  | M6 | 6 | General_Muti Trade Technician | 0 | 0 | 0 | BAC-424 | BAC | USER1 | BAC_180 | Small Service (1) | NONE
82805 | 5.5.12.51 | 156-Control Valve |  | M6 | 6 | General_Muti Trade Technician | 0 | 0 | 0 | BAC-426 | BAC | USER1 | BAC_180 | Small Service (1) | NONE
82806 | 5.5.12.51 | 156-Control Valve |  | M6 | 6 | General_Muti Trade Technician | 0 | 0 | 0 | BAC-427 | BAC | USER1 | BAC_180 | Small Service (1) | NONE
82807 | 5.5.12.51 | 156-Control Valve |  | M6 | 6 | General_Muti Trade Technician | 0 | 0 | 0 | BAC-428 | BAC | USER1 | BAC_180 | Small Service (1) | NONE
82808 | 5.5.12.51 | 156-Control Valve |  | M6 | 6 | General_Muti Trade Technician | 0 | 0 | 0 | BAC-429 | BAC | USER1 | BAC_180 | Small Service (1) | NONE
82809 | 5.5.12.51 | 156-Control Valve |  | M6 | 6 | General_Muti Trade Technician | 0 | 0 | 0 | BAC-430 | BAC | USER1 | BAC_180 | Small Service (1) | NONE
82810 | 5.5.12.51 | 156-Control Valve |  | M6 | 6 | General_Muti Trade Technician | 0 | 0 | 0 | BAC-431 | BAC | USER1 | BAC_180 | Small Service (1) | NONE
82811 | 5.5.12.51 | 156-Control Valve |  | M6 | 6 | General_Muti Trade Technician | 0 | 0 | 0 | BAC-432 | BAC | USER1 | BAC_180 | Small Service (1) | NONE
82812 | 5.5.12.51 | 156-Control Valve |  | M6 | 6 | General_Muti Trade Technician | 0 | 0 | 0 | BAC-433 | BAC | USER1 | BAC_180 | Small Service (1) | NONE
82813 | 5.5.12.51 | 156-Control Valve |  | M6 | 6 | General_Muti Trade Technician | 0 | 0 | 0 | BAC-434 | BAC | USER1 | BAC_180 | Small Service (1) | NONE
82814 | 5.5.12.51 | 156-Control Valve |  | M6 | 6 | General_Muti Trade Technician | 0 | 0 | 0 | BAC-435 | BAC | USER1 | BAC_180 | Small Service (1) | NONE
82815 | 5.5.12.51 | 156-Control Valve |  | M6 | 6 | General_Muti Trade Technician | 0 | 0 | 0 | BAC-436 | BAC | USER1 | BAC_180 | Small Service (1) | NONE
82816 | 5.5.12.51 | 156-Control Valve |  | M6 | 6 | General_Muti Trade Technician | 0 | 0 | 0 | BAC-437 | BAC | USER1 | BAC_180 | Small Service (1) | NONE
82817 | 5.5.12.51 | 156-Control Valve |  | M6 | 6 | General_Muti Trade Technician | 0 | 0 | 0 | BAC-440 | BAC | USER1 | BAC_180 | Small Service (1) | NONE
82818 | 5.5.12.51 | 156-Control Valve |  | M6 | 6 | General_Muti Trade Technician | 0 | 0 | 0 | BAC-441 | BAC | USER1 | BAC_180 | Small Service (1) | NONE
82819 | 5.5.12.51 | 156-Control Valve |  | M6 | 6 | General_Muti Trade Technician | 0 | 0 | 0 | BAC-442 | BAC | USER1 | BAC_180 | Small Service (1) | NONE
82820 | 5.5.12.51 | 156-Control Valve |  | M6 | 6 | General_Muti Trade Technician | 0 | 0 | 0 | BAC-449 | BAC | USER1 | BAC_180 | Small Service (1) | NONE
82821 | 5.5.12.51 | 156-Control Valve |  | M6 | 6 | General_Muti Trade Technician | 0 | 0 | 0 | BAC-451 | BAC | USER1 | BAC_180 | Small Service (1) | NONE
82822 | 5.5.12.51 | 156-Control Valve |  | M6 | 6 | General_Muti Trade Technician | 0 | 0 | 0 | BAC-452 | BAC | USER1 | BAC_180 | Small Service (1) | NONE
82823 | 5.5.12.51 | 156-Control Valve |  | M6 | 6 | General_Muti Trade Technician | 0 | 0 | 0 | BAC-453 | BAC | USER1 | BAC_180 | Small Service (1) | NONE
82824 | 5.5.12.51 | 156-Control Valve |  | M6 | 6 | General_Muti Trade Technician | 0 | 0 | 0 | BAC-541 | BAC | USER1 | BAC_180 | Small Service (1) | NONE
82825 | 5.5.12.51 | 156-Control Valve |  | M6 | 6 | General_Muti Trade Technician | 0 | 0 | 0 | BAC-542 | BAC | USER1 | BAC_180 | Small Service (1) | NONE
82826 | 5.5.12.51 | 156-Control Valve |  | M6 | 6 | General_Muti Trade Technician | 0 | 0 | 0 | BAC-543 | BAC | USER1 | BAC_180 | Small Service (1) | NONE
82827 | 5.5.12.51 | 156-Control Valve |  | M6 | 6 | General_Muti Trade Technician | 0 | 0 | 0 | BAC-544 | BAC | USER1 | BAC_180 | Small Service (1) | NONE
82828 | 5.5.12.51 | 156-Control Valve |  | M6 | 6 | General_Muti Trade Technician | 0 | 0 | 0 | BAC-545 | BAC | USER1 | BAC_180 | Small Service (1) | NONE
82829 | 5.5.12.51 | 156-Control Valve |  | M6 | 6 | General_Muti Trade Technician | 0 | 0 | 0 | BAC-546 | BAC | USER1 | BAC_180 | Small Service (1) | NONE
82830 | 5.5.12.51 | 156-Control Valve |  | M6 | 6 | General_Muti Trade Technician | 0 | 0 | 0 | BAC-548 | BAC | USER1 | BAC_180 | Small Service (1) | NONE
82831 | 5.5.12.51 | 156-Control Valve |  | M6 | 6 | General_Muti Trade Technician | 0 | 0 | 0 | BAC-549 | BAC | USER1 | BAC_180 | Small Service (1) | NONE
82832 | 5.5.12.51 | 156-Control Valve |  | M6 | 6 | General_Muti Trade Technician | 0 | 0 | 0 | BAC-550 | BAC | USER1 | BAC_180 | Small Service (1) | NONE
82833 | 5.5.12.51 | 156-Control Valve |  | M6 | 6 | General_Muti Trade Technician | 0 | 0 | 0 | BAC-560 | BAC | USER1 | BAC_180 | Small Service (1) | NONE
82834 | 5.5.12.51 | 156-Control Valve |  | M6 | 6 | General_Muti Trade Technician | 0 | 0 | 0 | BAC-561 | BAC | USER1 | BAC_180 | Small Service (1) | NONE
82835 | 5.5.12.51 | 156-Control Valve |  | M6 | 6 | General_Muti Trade Technician | 0 | 0 | 0 | BAC-565 | BAC | USER1 | BAC_180 | Small Service (1) | NONE
82836 | 5.5.12.51 | 156-Control Valve |  | M6 | 6 | General_Muti Trade Technician | 0 | 0 | 0 | BAC-566 | BAC | USER1 | BAC_180 | Small Service (1) | NONE
82837 | 5.5.12.51 | 156-Control Valve |  | M6 | 6 | General_Muti Trade Technician | 0 | 0 | 0 | BAC-567 | BAC | USER1 | BAC_180 | Small Service (1) | NONE
82838 | 5.5.12.51 | 156-Control Valve |  | M6 | 6 | General_Muti Trade Technician | 0 | 0 | 0 | BAC-572 | BAC | USER1 | BAC_180 | Small Service (1) | NONE
82839 | 5.5.12.51 | 156-Control Valve |  | M6 | 6 | General_Muti Trade Technician | 0 | 0 | 0 | BAC-573 | BAC | USER1 | BAC_180 | Small Service (1) | NONE
82840 | 5.5.12.51 | 156-Control Valve |  | M6 | 6 | General_Muti Trade Technician | 0 | 0 | 0 | BAC-574 | BAC | USER1 | BAC_180 | Small Service (1) | NONE
82841 | 5.5.12.51 | 156-Control Valve |  | M6 | 6 | General_Muti Trade Technician | 0 | 0 | 0 | BAC-575 | BAC | USER1 | BAC_180 | Small Service (1) | NONE
82842 | 5.5.12.51 | 156-Control Valve |  | M6 | 6 | General_Muti Trade Technician | 0 | 0 | 0 | BAC-576 | BAC | USER1 | BAC_180 | Small Service (1) | NONE
82843 | 5.5.12.51 | 156-Control Valve |  | M6 | 6 | General_Muti Trade Technician | 0 | 0 | 0 | BAC-578 | BAC | USER1 | BAC_180 | Small Service (1) | NONE
82844 | 5.5.12.51 | 156-Control Valve |  | M6 | 6 | General_Muti Trade Technician | 0 | 0 | 0 | BAC-580 | BAC | USER1 | BAC_180 | Small Service (1) | NONE
82845 | 5.5.12.51 | 156-Control Valve |  | M6 | 6 | General_Muti Trade Technician | 0 | 0 | 0 | BAC-581 | BAC | USER1 | BAC_180 | Small Service (1) | NONE
82846 | 5.5.12.51 | 156-Control Valve |  | M6 | 6 | General_Muti Trade Technician | 0 | 0 | 0 | BAC-582 | BAC | USER1 | BAC_180 | Small Service (1) | NONE
82847 | 5.5.12.51 | 156-Control Valve |  | M6 | 6 | General_Muti Trade Technician | 0 | 0 | 0 | BAC-589 | BAC | USER1 | BAC_180 | Small Service (1) | NONE
82848 | 5.5.12.51 | 156-Control Valve |  | M6 | 6 | General_Muti Trade Technician | 0 | 0 | 0 | BAC-637 | BAC | USER1 | BAC_180 | Small Service (1) | NONE
82849 | 5.5.12.51 | 156-Control Valve |  | M6 | 6 | General_Muti Trade Technician | 0 | 0 | 0 | BAC-638 | BAC | USER1 | BAC_180 | Small Service (1) | NONE
82850 | 5.5.12.51 | 156-Control Valve |  | M6 | 6 | General_Muti Trade Technician | 0 | 0 | 0 | BAC-640 | BAC | USER1 | BAC_180 | Small Service (1) | NONE
82851 | 5.5.12.51 | 156-Control Valve |  | M6 | 6 | General_Muti Trade Technician | 0 | 0 | 0 | BAC-641 | BAC | USER1 | BAC_180 | Small Service (1) | NONE
82852 | 5.5.12.51 | 156-Control Valve |  | M6 | 6 | General_Muti Trade Technician | 0 | 0 | 0 | BAC-753 | BAC | USER1 | BAC_180 | Small Service (1) | NONE
82853 | 5.5.12.51 | 156-Control Valve |  | M6 | 6 | General_Muti Trade Technician | 0 | 0 | 0 | BAC-754 | BAC | USER1 | BAC_180 | Small Service (1) | NONE
82854 | 5.5.12.51 | 156-Control Valve |  | M6 | 6 | General_Muti Trade Technician | 0 | 0 | 0 | BAC-756 | BAC | USER1 | BAC_180 | Small Service (1) | NONE
82855 | 5.5.12.51 | 156-Control Valve |  | M6 | 6 | General_Muti Trade Technician | 0 | 0 | 0 | BAC-757 | BAC | USER1 | BAC_180 | Small Service (1) | NONE
82856 | 5.5.12.51 | 156-Control Valve |  | M6 | 6 | General_Muti Trade Technician | 0 | 0 | 0 | BAC-759 | BAC | USER1 | BAC_180 | Small Service (1) | NONE
82857 | 5.5.12.51 | 156-Control Valve |  | M6 | 6 | General_Muti Trade Technician | 0 | 0 | 0 | BAC-760 | BAC | USER1 | BAC_180 | Small Service (1) | NONE
82858 | 5.5.12.51 | 156-Control Valve |  | M6 | 6 | General_Muti Trade Technician | 0 | 0 | 0 | BAC-762 | BAC | USER1 | BAC_180 | Small Service (1) | NONE
82859 | 5.5.12.51 | 156-Control Valve |  | M6 | 6 | General_Muti Trade Technician | 0 | 0 | 0 | BAC-763 | BAC | USER1 | BAC_180 | Small Service (1) | NONE
82860 | 5.5.12.51 | 156-Control Valve |  | M6 | 6 | General_Muti Trade Technician | 0 | 0 | 0 | BAC-774 | BAC | USER1 | BAC_180 | Small Service (1) | NONE
82861 | 5.5.12.51 | 156-Control Valve |  | M6 | 6 | General_Muti Trade Technician | 0 | 0 | 0 | BAC-775 | BAC | USER1 | BAC_180 | Small Service (1) | NONE
82862 | 5.5.12.51 | 156-Control Valve |  | M6 | 6 | General_Muti Trade Technician | 0 | 0 | 0 | BAC-776 | BAC | USER1 | BAC_180 | Small Service (1) | NONE
82863 | 5.5.12.51 | 156-Control Valve |  | M6 | 6 | General_Muti Trade Technician | 0 | 0 | 0 | BAC-777 | BAC | USER1 | BAC_180 | Small Service (1) | NONE
82864 | 5.5.12.51 | 156-Control Valve |  | M6 | 6 | General_Muti Trade Technician | 0 | 0 | 0 | BAC-778 | BAC | USER1 | BAC_180 | Small Service (1) | NONE
82865 | 5.5.12.51 | 156-Control Valve |  | M6 | 6 | General_Muti Trade Technician | 0 | 0 | 0 | BAC-780 | BAC | USER1 | BAC_180 | Small Service (1) | NONE
82866 | 5.5.12.51 | 156-Control Valve |  | M6 | 6 | General_Muti Trade Technician | 0 | 0 | 0 | BAC-781 | BAC | USER1 | BAC_180 | Small Service (1) | NONE
82867 | 5.5.12.51 | 156-Control Valve |  | M6 | 6 | General_Muti Trade Technician | 0 | 0 | 0 | BAC-782 | BAC | USER1 | BAC_180 | Small Service (1) | NONE
82868 | 5.5.12.51 | 156-Control Valve |  | M6 | 6 | General_Muti Trade Technician | 0 | 0 | 0 | BAC-788 | BAC | USER1 | BAC_180 | Small Service (1) | NONE
82869 | 5.5.12.51 | 156-Control Valve |  | M6 | 6 | General_Muti Trade Technician | 0 | 0 | 0 | BAC-789 | BAC | USER1 | BAC_180 | Small Service (1) | NONE
82870 | 5.5.12.51 | 156-Control Valve |  | M6 | 6 | General_Muti Trade Technician | 0 | 0 | 0 | BAC-790 | BAC | USER1 | BAC_180 | Small Service (1) | NONE
82871 | 5.5.12.51 | 156-Control Valve |  | M6 | 6 | General_Muti Trade Technician | 0 | 0 | 0 | BAC-803 | BAC | USER1 | BAC_180 | Small Service (1) | NONE
82872 | 5.5.12.51 | 156-Control Valve |  | M6 | 6 | General_Muti Trade Technician | 0 | 0 | 0 | BAC-804 | BAC | USER1 | BAC_180 | Small Service (1) | NONE
82873 | 5.5.12.51 | 156-Control Valve |  | M6 | 6 | General_Muti Trade Technician | 0 | 0 | 0 | BAC-805 | BAC | USER1 | BAC_180 | Small Service (1) | NONE
82874 | 5.5.12.51 | 156-Control Valve |  | M6 | 6 | General_Muti Trade Technician | 0 | 0 | 0 | BAC-808 | BAC | USER1 | BAC_180 | Small Service (1) | NONE
82875 | 5.5.12.51 | 156-Control Valve |  | M6 | 6 | General_Muti Trade Technician | 0 | 0 | 0 | BAC-817 | BAC | USER1 | BAC_180 | Small Service (1) | NONE
82876 | 5.5.12.51 | 156-Control Valve |  | M6 | 6 | General_Muti Trade Technician | 0 | 0 | 0 | BAC-818 | BAC | USER1 | BAC_180 | Small Service (1) | NONE
82877 | 5.5.12.51 | 156-Control Valve |  | M6 | 6 | General_Muti Trade Technician | 0 | 0 | 0 | BAC-820 | BAC | USER1 | BAC_180 | Small Service (1) | NONE
82878 | 5.5.12.51 | 156-Control Valve |  | M6 | 6 | General_Muti Trade Technician | 0 | 0 | 0 | BAC-821 | BAC | USER1 | BAC_180 | Small Service (1) | NONE
82879 | 5.5.12.51 | 156-Control Valve |  | M6 | 6 | General_Muti Trade Technician | 0 | 0 | 0 | BAC-823 | BAC | USER1 | BAC_180 | Small Service (1) | NONE
82880 | 5.5.12.51 | 156-Control Valve |  | M6 | 6 | General_Muti Trade Technician | 0 | 0 | 0 | BAC-824 | BAC | USER1 | BAC_180 | Small Service (1) | NONE
82881 | 5.5.12.51 | 156-Control Valve |  | M6 | 6 | General_Muti Trade Technician | 0 | 0 | 0 | BAC-826 | BAC | USER1 | BAC_180 | Small Service (1) | NONE
82882 | 5.5.12.51 | 156-Control Valve |  | M6 | 6 | General_Muti Trade Technician | 0 | 0 | 0 | BAC-827 | BAC | USER1 | BAC_180 | Small Service (1) | NONE
82883 | 5.5.12.51 | 156-Control Valve |  | M6 | 6 | General_Muti Trade Technician | 0 | 0 | 0 | BAC-829 | BAC | USER1 | BAC_180 | Small Service (1) | NONE
82884 | 5.5.12.51 | 156-Control Valve |  | M6 | 6 | General_Muti Trade Technician | 0 | 0 | 0 | BAC-830 | BAC | USER1 | BAC_180 | Small Service (1) | NONE
82885 | 5.5.12.51 | 156-Control Valve |  | M6 | 6 | General_Muti Trade Technician | 0 | 0 | 0 | BAC-832 | BAC | USER1 | BAC_180 | Small Service (1) | NONE
82886 | 5.5.12.51 | 156-Control Valve |  | M6 | 6 | General_Muti Trade Technician | 0 | 0 | 0 | BAC-836 | BAC | USER1 | BAC_180 | Small Service (1) | NONE
82887 | 5.5.12.51 | 156-Control Valve |  | M6 | 6 | General_Muti Trade Technician | 0 | 0 | 0 | BAC-840 | BAC | USER1 | BAC_180 | Small Service (1) | NONE
82888 | 5.5.12.51 | 156-Control Valve |  | M6 | 6 | General_Muti Trade Technician | 0 | 0 | 0 | BAC-841 | BAC | USER1 | BAC_180 | Small Service (1) | NONE
82889 | 5.5.12.51 | 156-Control Valve |  | M6 | 6 | General_Muti Trade Technician | 0 | 0 | 0 | BAC-842 | BAC | USER1 | BAC_180 | Small Service (1) | NONE
82890 | 5.5.12.51 | 156-Control Valve |  | M6 | 6 | General_Muti Trade Technician | 0 | 0 | 0 | BAC-853 | BAC | USER1 | BAC_180 | Small Service (1) | NONE
82891 | 5.5.12.51 | 156-Control Valve |  | M6 | 6 | General_Muti Trade Technician | 0 | 0 | 0 | BAC-854 | BAC | USER1 | BAC_180 | Small Service (1) | NONE
82892 | 5.5.12.51 | 156-Control Valve |  | M6 | 6 | General_Muti Trade Technician | 0 | 0 | 0 | BAC-855 | BAC | USER1 | BAC_180 | Small Service (1) | NONE
82893 | 5.5.12.51 | 156-Control Valve |  | M6 | 6 | General_Muti Trade Technician | 0 | 0 | 0 | BAC-857 | BAC | USER1 | BAC_180 | Small Service (1) | NONE
82894 | 5.5.12.51 | 156-Control Valve |  | M6 | 6 | General_Muti Trade Technician | 0 | 0 | 0 | BAC-860 | BAC | USER1 | BAC_180 | Small Service (1) | NONE
82895 | 5.5.12.51 | 156-Control Valve |  | M6 | 6 | General_Muti Trade Technician | 0 | 0 | 0 | BAC-865 | BAC | USER1 | BAC_180 | Small Service (1) | NONE
82896 | 5.5.12.51 | 156-Control Valve |  | M6 | 6 | General_Muti Trade Technician | 0 | 0 | 0 | BAC-866 | BAC | USER1 | BAC_180 | Small Service (1) | NONE
82897 | 5.5.12.51 | 156-Control Valve |  | M6 | 6 | General_Muti Trade Technician | 0 | 0 | 0 | BAC-869 | BAC | USER1 | BAC_180 | Small Service (1) | NONE
82898 | 5.5.12.51 | 156-Control Valve |  | M6 | 6 | General_Muti Trade Technician | 0 | 0 | 0 | BAC-871 | BAC | USER1 | BAC_180 | Small Service (1) | NONE
82899 | 5.5.12.51 | 156-Control Valve |  | M6 | 6 | General_Muti Trade Technician | 0 | 0 | 0 | BAC-873 | BAC | USER1 | BAC_180 | Small Service (1) | NONE
82900 | 5.5.12.51 | 156-Control Valve |  | M6 | 6 | General_Muti Trade Technician | 0 | 0 | 0 | BAC-875 | BAC | USER1 | BAC_180 | Small Service (1) | NONE
82901 | 5.5.12.51 | 156-Control Valve |  | M6 | 6 | General_Muti Trade Technician | 0 | 0 | 0 | BAC-877 | BAC | USER1 | BAC_180 | Small Service (1) | NONE
82902 | 5.5.12.51 | 156-Control Valve |  | M6 | 6 | General_Muti Trade Technician | 0 | 0 | 0 | BAC-879 | BAC | USER1 | BAC_180 | Small Service (1) | NONE
82903 | 5.5.12.51 | 156-Control Valve |  | M6 | 6 | General_Muti Trade Technician | 0 | 0 | 0 | BAC-881 | BAC | USER1 | BAC_180 | Small Service (1) | NONE
82904 | 5.5.12.51 | 156-Control Valve |  | M6 | 6 | General_Muti Trade Technician | 0 | 0 | 0 | BAC-882 | BAC | USER1 | BAC_180 | Small Service (1) | NONE
82905 | 5.5.12.51 | 156-Control Valve |  | M6 | 6 | General_Muti Trade Technician | 0 | 0 | 0 | BAC-885 | BAC | USER1 | BAC_180 | Small Service (1) | NONE
82906 | 5.5.12.51 | 156-Control Valve |  | M6 | 6 | General_Muti Trade Technician | 0 | 0 | 0 | BAC-888 | BAC | USER1 | BAC_180 | Small Service (1) | NONE
82907 | 5.5.12.51 | 156-Control Valve |  | M6 | 6 | General_Muti Trade Technician | 0 | 0 | 0 | BAC-892 | BAC | USER1 | BAC_180 | Small Service (1) | NONE
82908 | 5.5.12.51 | 156-Control Valve |  | M6 | 6 | General_Muti Trade Technician | 0 | 0 | 0 | BAC-893 | BAC | USER1 | BAC_180 | Small Service (1) | NONE
82909 | 5.5.12.51 | 156-Control Valve |  | M6 | 6 | General_Muti Trade Technician | 0 | 0 | 0 | BAC-894 | BAC | USER1 | BAC_180 | Small Service (1) | NONE
82910 | 5.5.12.51 | 156-Control Valve |  | M6 | 6 | General_Muti Trade Technician | 0 | 0 | 0 | BAC-895 | BAC | USER1 | BAC_180 | Small Service (1) | NONE
82911 | 5.5.12.51 | 156-Control Valve |  | M6 | 6 | General_Muti Trade Technician | 0 | 0 | 0 | BAC-896 | BAC | USER1 | BAC_180 | Small Service (1) | NONE
82912 | 5.5.12.51 | 156-Control Valve |  | M6 | 6 | General_Muti Trade Technician | 0 | 0 | 0 | BAC-898 | BAC | USER1 | BAC_180 | Small Service (1) | NONE
82913 | 5.5.12.51 | 156-Control Valve |  | M6 | 6 | General_Muti Trade Technician | 0 | 0 | 0 | BAC-903 | BAC | USER1 | BAC_180 | Small Service (1) | NONE
82914 | 5.5.12.51 | 156-Control Valve |  | M6 | 6 | General_Muti Trade Technician | 0 | 0 | 0 | BAC-904 | BAC | USER1 | BAC_180 | Small Service (1) | NONE
82915 | 5.5.12.51 | 156-Control Valve |  | M6 | 6 | General_Muti Trade Technician | 0 | 0 | 0 | BAC-914 | BAC | USER1 | BAC_180 | Small Service (1) | NONE
82916 | 5.5.12.51 | 156-Control Valve |  | M6 | 6 | General_Muti Trade Technician | 0 | 0 | 0 | BAC-915 | BAC | USER1 | BAC_180 | Small Service (1) | NONE
82917 | 5.5.12.51 | 156-Control Valve |  | M6 | 6 | General_Muti Trade Technician | 0 | 0 | 0 | BAC-920 | BAC | USER1 | BAC_180 | Small Service (1) | NONE
82918 | 5.5.12.51 | 156-Control Valve |  | M6 | 6 | General_Muti Trade Technician | 0 | 0 | 0 | BAC-922 | BAC | USER1 | BAC_180 | Small Service (1) | NONE
82919 | 5.5.12.51 | 156-Control Valve |  | M6 | 6 | General_Muti Trade Technician | 0 | 0 | 0 | BAC-924 | BAC | USER1 | BAC_180 | Small Service (1) | NONE
82920 | 5.5.12.51 | 156-Control Valve |  | M6 | 6 | General_Muti Trade Technician | 0 | 0 | 0 | BAC-926 | BAC | USER1 | BAC_180 | Small Service (1) | NONE
82921 | 5.5.12.51 | 156-Control Valve |  | M6 | 6 | General_Muti Trade Technician | 0 | 0 | 0 | BAC-931 | BAC | USER1 | BAC_180 | Small Service (1) | NONE
82922 | 5.5.12.51 | 156-Control Valve |  | M6 | 6 | General_Muti Trade Technician | 0 | 0 | 0 | BAC-937 | BAC | USER1 | BAC_180 | Small Service (1) | NONE
82923 | 5.5.12.51 | 156-Control Valve |  | M6 | 6 | General_Muti Trade Technician | 0 | 0 | 0 | BAC-939 | BAC | USER1 | BAC_180 | Small Service (1) | NONE
82924 | 5.5.12.51 | 156-Control Valve |  | M6 | 6 | General_Muti Trade Technician | 0 | 0 | 0 | BAC-940 | BAC | USER1 | BAC_180 | Small Service (1) | NONE
82925 | 5.5.12.51 | 156-Control Valve |  | M6 | 6 | General_Muti Trade Technician | 0 | 0 | 0 | BAC-941 | BAC | USER1 | BAC_180 | Small Service (1) | NONE
82926 | 5.5.12.51 | 156-Control Valve |  | M6 | 6 | General_Muti Trade Technician | 0 | 0 | 0 | BAC-943 | BAC | USER1 | BAC_180 | Small Service (1) | NONE
82927 | 5.5.12.51 | 156-Control Valve |  | M6 | 6 | General_Muti Trade Technician | 0 | 0 | 0 | BAC-944 | BAC | USER1 | BAC_180 | Small Service (1) | NONE
82928 | 5.5.12.51 | 156-Control Valve |  | M6 | 6 | General_Muti Trade Technician | 0 | 0 | 0 | BAC-946 | BAC | USER1 | BAC_180 | Small Service (1) | NONE
82929 | 5.5.12.51 | 156-Control Valve |  | M6 | 6 | General_Muti Trade Technician | 0 | 0 | 0 | BAC-948 | BAC | USER1 | BAC_180 | Small Service (1) | NONE
82930 | 5.5.12.51 | 156-Control Valve |  | M6 | 6 | General_Muti Trade Technician | 0 | 0 | 0 | BAC-949 | BAC | USER1 | BAC_180 | Small Service (1) | NONE
82931 | 5.5.12.51 | 156-Control Valve |  | M6 | 6 | General_Muti Trade Technician | 0 | 0 | 0 | BAC-951 | BAC | USER1 | BAC_180 | Small Service (1) | NONE
82932 | 5.5.12.51 | 156-Control Valve |  | M6 | 6 | General_Muti Trade Technician | 0 | 0 | 0 | BAC-952 | BAC | USER1 | BAC_180 | Small Service (1) | NONE
82933 | 5.5.12.51 | 156-Control Valve |  | M6 | 6 | General_Muti Trade Technician | 0 | 0 | 0 | BAC-953 | BAC | USER1 | BAC_180 | Small Service (1) | NONE
82934 | 5.5.12.51 | 156-Control Valve |  | M6 | 6 | General_Muti Trade Technician | 0 | 0 | 0 | BAC-954 | BAC | USER1 | BAC_180 | Small Service (1) | NONE
82935 | 5.5.12.51 | 156-Control Valve |  | M6 | 6 | General_Muti Trade Technician | 0 | 0 | 0 | BAC-955 | BAC | USER1 | BAC_180 | Small Service (1) | NONE
82936 | 5.5.12.51 | 156-Control Valve |  | M6 | 6 | General_Muti Trade Technician | 0 | 0 | 0 | BAC-961 | BAC | USER1 | BAC_180 | Small Service (1) | NONE
82937 | 5.5.12.51 | 156-Control Valve |  | M6 | 6 | General_Muti Trade Technician | 0 | 0 | 0 | BAC-962 | BAC | USER1 | BAC_180 | Small Service (1) | NONE
82938 | 5.5.12.51 | 156-Control Valve |  | M6 | 6 | General_Muti Trade Technician | 0 | 0 | 0 | BAC-963 | BAC | USER1 | BAC_180 | Small Service (1) | NONE
82939 | 5.5.12.51 | 156-Control Valve |  | M6 | 6 | General_Muti Trade Technician | 0 | 0 | 0 | BAC-968 | BAC | USER1 | BAC_180 | Small Service (1) | NONE
82940 | 5.5.12.51 | 156-Control Valve |  | M6 | 6 | General_Muti Trade Technician | 0 | 0 | 0 | BAC-993 | BAC | USER1 | BAC_180 | Small Service (1) | NONE
82941 | 5.5.12.51 | 156-Control Valve |  | M6 | 6 | General_Muti Trade Technician | 0 | 0 | 0 | BAC-995 | BAC | USER1 | BAC_180 | Small Service (1) | NONE
82942 | 5.5.12.51 | 156-Control Valve |  | M6 | 6 | General_Muti Trade Technician | 0 | 0 | 0 | BAC-998 | BAC | USER1 | BAC_180 | Small Service (1) | NONE
82943 | 5.5.12.51 | 156-Control Valve |  | M6 | 6 | General_Muti Trade Technician | 0 | 0 | 0 | BAC-999 | BAC | USER1 | BAC_180 | Small Service (1) | NONE
82944 | 5.7.21.06 | 3-ADDED-BAC-1101-5.7.21.06-PM-MAI-Y0-0 | PM-MAI | M1 | 5 | General_Muti Trade Technician | 0 | 0 | 0 | BAC-1101 | BAC | USER1 | BAC_180 | ADDED Service | NONE
82945 | 5.7.70.62 | 2-ADDED-BAC-1151-5.7.70.62-PM-MAI-Y0-0 | PM-MAI | M1 | 5 | General_Muti Trade Technician | 0 | 0 | 0 | BAC-1151 | BAC | USER1 | BAC_180 | ADDED Service | NONE
82946 | 5.7.70.62 | 3-LC-BAC-1152-5.7.70.62-LC-EOL-Y30-15 | LC-EOL | Y30 | 15 | General_Construction_Worker | 0 | 50 | 0 | BAC-1152 | BAC | USER1 | BAC_180 | End of Life replacement | NONE
82947 | 5.7.70.62 | 4-large-BAC-1152-5.7.70.62-PM-MAI-Y1-2 | PM-MAI | M1 | 5 | General_Muti Trade Technician | 0 | 0 | 0 | BAC-1152 | BAC | USER1 | BAC_180 | Large Service | NONE
82948 | 5.7.70.62 | 5-ADDED-BAC-1152-5.7.70.62-PM-MAI-Y0-0 | PM-MAI | Y0 | 0 | General_Muti Trade Technician | 0 | 0 | 0 | BAC-1152 | BAC | USER1 | BAC_180 | ADDED Service | NONE
82949 | 5.7.70.62 | 6-LC-BAC-1153-5.7.70.62-LC-EOL-Y30-15 | LC-EOL | Y30 | 15 | General_Construction_Worker | 0 | 50 | 0 | BAC-1153 | BAC | USER1 | BAC_180 | End of Life replacement | NONE
82950 | 5.7.70.62 | 7-large-BAC-1153-5.7.70.62-PM-MAI-Y1-2 | PM-MAI | M1 | 5 | General_Muti Trade Technician | 0 | 0 | 0 | BAC-1153 | BAC | USER1 | BAC_180 | Large Service | NONE
82951 | 5.7.70.62 | 8-ADDED-BAC-1153-5.7.70.62-PM-MAI-Y0-0 | PM-MAI | Y0 | 0 | General_Muti Trade Technician | 0 | 0 | 0 | BAC-1153 | BAC | USER1 | BAC_180 | ADDED Service | NONE
82952 | 5.7.70.62 | 9-LC-BAC-1154-5.7.70.62-LC-EOL-Y30-15 | LC-EOL | Y30 | 15 | General_Construction_Worker | 0 | 50 | 0 | BAC-1154 | BAC | USER1 | BAC_180 | End of Life replacement | NONE
82953 | 5.7.70.62 | 10-large-BAC-1154-5.7.70.62-PM-MAI-Y1-2 | PM-MAI | M1 | 5 | General_Muti Trade Technician | 0 | 0 | 0 | BAC-1154 | BAC | USER1 | BAC_180 | Large Service | NONE
82954 | 5.7.70.62 | 11-ADDED-BAC-1154-5.7.70.62-PM-MAI-Y0-0 | PM-MAI | Y0 | 0 | General_Muti Trade Technician | 0 | 0 | 0 | BAC-1154 | BAC | USER1 | BAC_180 | ADDED Service | NONE
82955 | 5.7.70.62 | 12-LC-BAC-1155-5.7.70.62-LC-EOL-Y30-15 | LC-EOL | Y30 | 15 | General_Construction_Worker | 0 | 50 | 0 | BAC-1155 | BAC | USER1 | BAC_180 | End of Life replacement | NONE
82956 | 5.7.70.62 | 13-large-BAC-1155-5.7.70.62-PM-MAI-Y1-2 | PM-MAI | M1 | 5 | General_Muti Trade Technician | 0 | 0 | 0 | BAC-1155 | BAC | USER1 | BAC_180 | Large Service | NONE
82957 | 5.7.70.62 | 14-ADDED-BAC-1155-5.7.70.62-PM-MAI-Y0-0 | PM-MAI | Y0 | 0 | General_Muti Trade Technician | 0 | 0 | 0 | BAC-1155 | BAC | USER1 | BAC_180 | ADDED Service | NONE
82958 | 5.7.70.62 | 15-LC-BAC-1156-5.7.70.62-LC-EOL-Y30-15 | LC-EOL | Y30 | 15 | General_Construction_Worker | 0 | 50 | 0 | BAC-1156 | BAC | USER1 | BAC_180 | End of Life replacement | NONE
82959 | 5.7.70.62 | 16-large-BAC-1156-5.7.70.62-PM-MAI-Y1-2 | PM-MAI | M1 | 5 | General_Muti Trade Technician | 0 | 0 | 0 | BAC-1156 | BAC | USER1 | BAC_180 | Large Service | NONE
82960 | 5.7.70.62 | 17-ADDED-BAC-1156-5.7.70.62-PM-MAI-Y0-0 | PM-MAI | Y0 | 0 | General_Muti Trade Technician | 0 | 0 | 0 | BAC-1156 | BAC | USER1 | BAC_180 | ADDED Service | NONE
82961 | 5.7.70.62 | 18-LC-BAC-1157-5.7.70.62-LC-EOL-Y30-15 | LC-EOL | Y30 | 15 | General_Construction_Worker | 0 | 50 | 0 | BAC-1157 | BAC | USER1 | BAC_180 | End of Life replacement | NONE
82962 | 5.7.70.62 | 19-large-BAC-1157-5.7.70.62-PM-MAI-Y1-2 | PM-MAI | M1 | 2 | General_Muti Trade Technician | 0 | 0 | 0 | BAC-1157 | BAC | USER1 | BAC_180 | Large Service | NONE
82963 | 5.7.70.62 | 20-ADDED-BAC-1157-5.7.70.62-PM-MAI-Y0-0 | PM-MAI | Y0 | 5 | General_Muti Trade Technician | 0 | 0 | 0 | BAC-1157 | BAC | USER1 | BAC_180 | ADDED Service | NONE
82964 | 5.7.70.62 | 21-LC-BAC-1158-5.7.70.62-LC-EOL-Y30-15 | LC-EOL | Y30 | 15 | General_Construction_Worker | 0 | 50 | 0 | BAC-1158 | BAC | USER1 | BAC_180 | End of Life replacement | NONE
82965 | 5.7.70.62 | 22-large-BAC-1158-5.7.70.62-PM-MAI-Y1-2 | PM-MAI | M1 | 5 | General_Muti Trade Technician | 0 | 0 | 0 | BAC-1158 | BAC | USER1 | BAC_180 | Large Service | NONE
82966 | 5.7.70.62 | 23-ADDED-BAC-1158-5.7.70.62-PM-MAI-Y0-0 | PM-MAI | Y0 | 0 | General_Muti Trade Technician | 0 | 0 | 0 | BAC-1158 | BAC | USER1 | BAC_180 | ADDED Service | NONE
82967 | 5.7.70.62 | 24-LC-BAC-1159-5.7.70.62-LC-EOL-Y30-15 | LC-EOL | Y30 | 15 | General_Construction_Worker | 0 | 50 | 0 | BAC-1159 | BAC | USER1 | BAC_180 | End of Life replacement | NONE
82968 | 5.7.70.62 | 25-large-BAC-1159-5.7.70.62-PM-MAI-Y1-2 | PM-MAI | M1 | 5 | General_Muti Trade Technician | 0 | 0 | 0 | BAC-1159 | BAC | USER1 | BAC_180 | Large Service | NONE
82969 | 5.7.70.62 | 26-ADDED-BAC-1159-5.7.70.62-PM-MAI-Y0-0 | PM-MAI | Y0 | 0 | General_Muti Trade Technician | 0 | 0 | 0 | BAC-1159 | BAC | USER1 | BAC_180 | ADDED Service | NONE
82970 | 5.7.70.62 | 27-LC-BAC-1160-5.7.70.62-LC-EOL-Y30-15 | LC-EOL | Y30 | 15 | General_Construction_Worker | 0 | 50 | 0 | BAC-1160 | BAC | USER1 | BAC_180 | End of Life replacement | NONE
82971 | 5.7.70.62 | 28-large-BAC-1160-5.7.70.62-PM-MAI-Y1-2 | PM-MAI | M1 | 5 | General_Muti Trade Technician | 0 | 0 | 0 | BAC-1160 | BAC | USER1 | BAC_180 | Large Service | NONE
82972 | 5.7.70.62 | 29-ADDED-BAC-1160-5.7.70.62-PM-MAI-Y0-0 | PM-MAI | Y0 | 0 | General_Muti Trade Technician | 0 | 0 | 0 | BAC-1160 | BAC | USER1 | BAC_180 | ADDED Service | NONE
82973 | 5.7.70.62 | 30-LC-BAC-1161-5.7.70.62-LC-EOL-Y30-15 | LC-EOL | Y30 | 15 | General_Construction_Worker | 0 | 50 | 0 | BAC-1161 | BAC | USER1 | BAC_180 | End of Life replacement | NONE
82974 | 5.7.70.62 | 31-large-BAC-1161-5.7.70.62-PM-MAI-Y1-2 | PM-MAI | M1 | 5 | General_Muti Trade Technician | 0 | 0 | 0 | BAC-1161 | BAC | USER1 | BAC_180 | Large Service | NONE
82975 | 5.7.70.62 | 32-ADDED-BAC-1161-5.7.70.62-PM-MAI-Y0-0 | PM-MAI | Y0 | 0 | General_Muti Trade Technician | 0 | 0 | 0 | BAC-1161 | BAC | USER1 | BAC_180 | ADDED Service | NONE
82976 | 5.7.70.62 | 33-LC-BAC-1162-5.7.70.62-LC-EOL-Y30-15 | LC-EOL | Y30 | 15 | General_Construction_Worker | 0 | 50 | 0 | BAC-1162 | BAC | USER1 | BAC_180 | End of Life replacement | NONE
82977 | 5.7.70.62 | 34-large-BAC-1162-5.7.70.62-PM-MAI-Y1-2 | PM-MAI | M1 | 5 | General_Muti Trade Technician | 0 | 0 | 0 | BAC-1162 | BAC | USER1 | BAC_180 | Large Service | NONE
82978 | 5.7.70.62 | 35-ADDED-BAC-1162-5.7.70.62-PM-MAI-Y0-0 | PM-MAI | Y0 | 0 | General_Muti Trade Technician | 0 | 0 | 0 | BAC-1162 | BAC | USER1 | BAC_180 | ADDED Service | NONE
82979 | 5.7.70.62 | 36-LC-BAC-1163-5.7.70.62-LC-EOL-Y30-15 | LC-EOL | Y30 | 15 | General_Construction_Worker | 0 | 50 | 0 | BAC-1163 | BAC | USER1 | BAC_180 | End of Life replacement | NONE
82980 | 5.7.70.62 | 37-large-BAC-1163-5.7.70.62-PM-MAI-Y1-2 | PM-MAI | M1 | 5 | General_Muti Trade Technician | 0 | 0 | 0 | BAC-1163 | BAC | USER1 | BAC_180 | Large Service | NONE
82981 | 5.7.70.62 | 38-ADDED-BAC-1163-5.7.70.62-PM-MAI-Y0-0 | PM-MAI | Y0 | 0 | General_Muti Trade Technician | 0 | 0 | 0 | BAC-1163 | BAC | USER1 | BAC_180 | ADDED Service | NONE
82982 | 5.7.70.62 | 39-LC-BAC-1164-5.7.70.62-LC-EOL-Y30-15 | LC-EOL | Y30 | 15 | General_Construction_Worker | 0 | 50 | 0 | BAC-1164 | BAC | USER1 | BAC_180 | End of Life replacement | NONE
82983 | 5.7.70.62 | 40-large-BAC-1164-5.7.70.62-PM-MAI-Y1-2 | PM-MAI | M1 | 5 | General_Muti Trade Technician | 0 | 0 | 0 | BAC-1164 | BAC | USER1 | BAC_180 | Large Service | NONE
82984 | 5.7.70.62 | 41-ADDED-BAC-1164-5.7.70.62-PM-MAI-Y0-0 | PM-MAI | Y0 | 0 | General_Muti Trade Technician | 0 | 0 | 0 | BAC-1164 | BAC | USER1 | BAC_180 | ADDED Service | NONE
82985 | 5.7.70.62 | 42-LC-BAC-1165-5.7.70.62-LC-EOL-Y30-15 | LC-EOL | Y30 | 15 | General_Construction_Worker | 0 | 50 | 0 | BAC-1165 | BAC | USER1 | BAC_180 | End of Life replacement | NONE
82986 | 5.7.70.62 | 43-large-BAC-1165-5.7.70.62-PM-MAI-Y1-2 | PM-MAI | M1 | 5 | General_Muti Trade Technician | 0 | 0 | 0 | BAC-1165 | BAC | USER1 | BAC_180 | Large Service | NONE
82987 | 5.7.70.62 | 44-ADDED-BAC-1165-5.7.70.62-PM-MAI-Y0-0 | PM-MAI | Y0 | 0 | General_Muti Trade Technician | 0 | 0 | 0 | BAC-1165 | BAC | USER1 | BAC_180 | ADDED Service | NONE
82988 | 5.7.70.62 | 45-LC-BAC-1166-5.7.70.62-LC-EOL-Y30-15 | LC-EOL | Y30 | 15 | General_Construction_Worker | 0 | 50 | 0 | BAC-1166 | BAC | USER1 | BAC_180 | End of Life replacement | NONE
82989 | 5.7.70.62 | 46-large-BAC-1166-5.7.70.62-PM-MAI-Y1-2 | PM-MAI | M1 | 5 | General_Muti Trade Technician | 0 | 0 | 0 | BAC-1166 | BAC | USER1 | BAC_180 | Large Service | NONE
82990 | 5.7.70.62 | 47-ADDED-BAC-1166-5.7.70.62-PM-MAI-Y0-0 | PM-MAI | Y0 | 0 | General_Muti Trade Technician | 0 | 0 | 0 | BAC-1166 | BAC | USER1 | BAC_180 | ADDED Service | NONE
82991 | 5.7.70.62 | 48-LC-BAC-1167-5.7.70.62-LC-EOL-Y30-15 | LC-EOL | Y30 | 15 | General_Construction_Worker | 0 | 50 | 0 | BAC-1167 | BAC | USER1 | BAC_180 | End of Life replacement | NONE
82992 | 5.7.70.62 | 49-large-BAC-1167-5.7.70.62-PM-MAI-Y1-2 | PM-MAI | M1 | 5 | General_Muti Trade Technician | 0 | 0 | 0 | BAC-1167 | BAC | USER1 | BAC_180 | Large Service | NONE
82993 | 5.7.70.62 | 50-ADDED-BAC-1167-5.7.70.62-PM-MAI-Y0-0 | PM-MAI | Y0 | 0 | General_Muti Trade Technician | 0 | 0 | 0 | BAC-1167 | BAC | USER1 | BAC_180 | ADDED Service | NONE
82994 | 5.7.70.62 | 51-LC-BAC-1168-5.7.70.62-LC-EOL-Y30-15 | LC-EOL | Y30 | 15 | General_Construction_Worker | 0 | 50 | 0 | BAC-1168 | BAC | USER1 | BAC_180 | End of Life replacement | NONE
82995 | 5.7.70.62 | 52-large-BAC-1168-5.7.70.62-PM-MAI-Y1-2 | PM-MAI | M1 | 5 | General_Muti Trade Technician | 0 | 0 | 0 | BAC-1168 | BAC | USER1 | BAC_180 | Large Service | NONE
82996 | 5.7.70.62 | 53-ADDED-BAC-1168-5.7.70.62-PM-MAI-Y0-0 | PM-MAI | Y0 | 0 | General_Muti Trade Technician | 0 | 0 | 0 | BAC-1168 | BAC | USER1 | BAC_180 | ADDED Service | NONE
82997 | 5.7.70.62 | 54-LC-BAC-1169-5.7.70.62-LC-EOL-Y30-15 | LC-EOL | Y30 | 15 | General_Construction_Worker | 0 | 50 | 0 | BAC-1169 | BAC | USER1 | BAC_180 | End of Life replacement | NONE
82998 | 5.7.70.62 | 55-large-BAC-1169-5.7.70.62-PM-MAI-Y1-2 | PM-MAI | M1 | 5 | General_Muti Trade Technician | 0 | 0 | 0 | BAC-1169 | BAC | USER1 | BAC_180 | Large Service | NONE
82999 | 5.7.70.62 | 56-ADDED-BAC-1169-5.7.70.62-PM-MAI-Y0-0 | PM-MAI | Y0 | 0 | General_Muti Trade Technician | 0 | 0 | 0 | BAC-1169 | BAC | USER1 | BAC_180 | ADDED Service | NONE
83000 | 5.7.70.62 | 57-LC-BAC-1170-5.7.70.62-LC-EOL-Y30-15 | LC-EOL | Y30 | 15 | General_Construction_Worker | 0 | 50 | 0 | BAC-1170 | BAC | USER1 | BAC_180 | End of Life replacement | NONE
83001 | 5.7.70.62 | 58-large-BAC-1170-5.7.70.62-PM-MAI-Y1-2 | PM-MAI | M1 | 5 | General_Muti Trade Technician | 0 | 0 | 0 | BAC-1170 | BAC | USER1 | BAC_180 | Large Service | NONE
83002 | 5.7.70.62 | 59-ADDED-BAC-1170-5.7.70.62-PM-MAI-Y0-0 | PM-MAI | Y0 | 0 | General_Muti Trade Technician | 0 | 0 | 0 | BAC-1170 | BAC | USER1 | BAC_180 | ADDED Service | NONE
83003 | 5.7.70.62 | 60-LC-BAC-1171-5.7.70.62-LC-EOL-Y30-15 | LC-EOL | Y30 | 15 | General_Construction_Worker | 0 | 50 | 0 | BAC-1171 | BAC | USER1 | BAC_180 | End of Life replacement | NONE
83004 | 5.7.70.62 | 61-large-BAC-1171-5.7.70.62-PM-MAI-Y1-2 | PM-MAI | M1 | 5 | General_Muti Trade Technician | 0 | 0 | 0 | BAC-1171 | BAC | USER1 | BAC_180 | Large Service | NONE
83005 | 5.7.70.62 | 62-ADDED-BAC-1171-5.7.70.62-PM-MAI-Y0-0 | PM-MAI | Y0 | 0 | General_Muti Trade Technician | 0 | 0 | 0 | BAC-1171 | BAC | USER1 | BAC_180 | ADDED Service | NONE
83006 |  |  | PM-MAI |  | 0 | General_Muti Trade Technician | 0 | 0 | 0 |  | BAC | USER1 | BAC_180 | ADDED Service | NONE
83007 |  |  | PM-MAI |  | 0 | General_Muti Trade Technician | 0 | 0 | 0 |  | BAC | USER1 | BAC_180 | ADDED Service | NONE
83008 |  |  | PM-MAI |  | 0 | General_Muti Trade Technician | 0 | 0 | 0 |  | BAC | USER1 | BAC_180 | ADDED Service | NONE
83009 |  |  | PM-MAI |  | 0 | General_Muti Trade Technician | 0 | 0 | 0 |  | BAC | USER1 | BAC_180 | ADDED Service | NONE
83010 |  |  | PM-MAI |  | 0 | General_Muti Trade Technician | 0 | 0 | 0 |  | BAC | USER1 | BAC_180 | ADDED Service | NONE
83011 | 5.7.71.84 | LC-BAC-114-5.7.71.84-LC-EOL-Y20-960 | LC-EOL | Y20 | 960 | General_Construction_Worker | 0 | 2000 | 0 | BAC-114 | BAC | USER1 | BAC_180 | End of Life replacement
83012 | 5.7.71.84 | small-BAC-114-5.7.71.84-PM-MAI-Y0-30 | PM-INS | Y0 | 30 | Technical_Specialist | 0 | 0 | 0 | BAC-114 | BAC | USER1 | BAC_180 | Small Service
83013 | 5.7.71.84 | large-BAC-114-5.7.71.84-PM-MAI-Y1-11.25 | PM-MAI | Y1 | 11.25 | Technical_Specialist | 0 | 0 | 0 | BAC-114 | BAC | USER1 | BAC_180 | Large Service (2)
83014 | 5.7.71.84 | large-BAC-114-5.7.71.84-PM-MAI-Y1-78.75 | PM-MAI | Y1 | 78.75 | General_Muti Trade Technician | 0 | 16.25 | 0 | BAC-114 | BAC | USER1 | BAC_180 | Large Service (1)
83015 | 5.7.71.84 | LC-BAC-115-5.7.71.84-LC-EOL-Y20-960 | LC-EOL | Y20 | 960 | General_Construction_Worker | 0 | 2000 | 0 | BAC-115 | BAC | USER1 | BAC_180 | End of Life replacement
83016 | 5.7.71.84 | small-BAC-115-5.7.71.84-PM-MAI-Y0-30 | PM-INS | Y0 | 30 | Technical_Specialist | 0 | 0 | 0 | BAC-115 | BAC | USER1 | BAC_180 | Small Service
83017 | 5.7.71.84 | large-BAC-115-5.7.71.84-PM-MAI-Y1-11.25 | PM-MAI | Y1 | 11.25 | Technical_Specialist | 0 | 0 | 0 | BAC-115 | BAC | USER1 | BAC_180 | Large Service (2)
83018 | 5.7.71.84 | large-BAC-115-5.7.71.84-PM-MAI-Y1-78.75 | PM-MAI | Y1 | 78.75 | General_Muti Trade Technician | 0 | 16.25 | 0 | BAC-115 | BAC | USER1 | BAC_180 | Large Service (1)
83019 | 5.7.71.84 | LC-BAC-123-5.7.71.84-LC-EOL-Y20-960 | LC-EOL | Y20 | 960 | General_Construction_Worker | 0 | 2000 | 0 | BAC-123 | BAC | USER1 | BAC_180 | End of Life replacement
83020 | 5.7.71.84 | small-BAC-123-5.7.71.84-PM-MAI-Y0-30 | PM-INS | Y0 | 30 | Technical_Specialist | 0 | 0 | 0 | BAC-123 | BAC | USER1 | BAC_180 | Small Service
83021 | 5.7.71.84 | large-BAC-123-5.7.71.84-PM-MAI-Y1-11.25 | PM-MAI | Y1 | 11.25 | Technical_Specialist | 0 | 0 | 0 | BAC-123 | BAC | USER1 | BAC_180 | Large Service (2)
83022 | 5.7.71.84 | large-BAC-123-5.7.71.84-PM-MAI-Y1-78.75 | PM-MAI | Y1 | 78.75 | General_Muti Trade Technician | 0 | 16.25 | 0 | BAC-123 | BAC | USER1 | BAC_180 | Large Service (1)
83023 | 5.7.71.84 | LC-BAC-131-5.7.71.84-LC-EOL-Y20-960 | LC-EOL | Y20 | 960 | General_Construction_Worker | 0 | 2000 | 0 | BAC-131 | BAC | USER1 | BAC_180 | End of Life replacement
83024 | 5.7.71.84 | small-BAC-131-5.7.71.84-PM-MAI-Y0-30 | PM-INS | Y0 | 30 | Technical_Specialist | 0 | 0 | 0 | BAC-131 | BAC | USER1 | BAC_180 | Small Service
83025 | 5.7.71.84 | large-BAC-131-5.7.71.84-PM-MAI-Y1-11.25 | PM-MAI | Y1 | 11.25 | Technical_Specialist | 0 | 0 | 0 | BAC-131 | BAC | USER1 | BAC_180 | Large Service (2)
83026 | 5.7.71.84 | large-BAC-131-5.7.71.84-PM-MAI-Y1-78.75 | PM-MAI | Y1 | 78.75 | General_Muti Trade Technician | 0 | 16.25 | 0 | BAC-131 | BAC | USER1 | BAC_180 | Large Service (1)
83027 | 5.7.71.84 | LC-BAC-456-5.7.71.84-LC-EOL-Y20-960 | LC-EOL | Y20 | 960 | General_Construction_Worker | 0 | 2000 | 0 | BAC-456 | BAC | USER1 | BAC_180 | End of Life replacement
83028 | 5.7.71.84 | small-BAC-456-5.7.71.84-PM-MAI-Y0-30 | PM-INS | Y0 | 30 | Technical_Specialist | 0 | 0 | 0 | BAC-456 | BAC | USER1 | BAC_180 | Small Service
83029 | 5.7.71.84 | large-BAC-456-5.7.71.84-PM-MAI-Y1-11.25 | PM-MAI | Y1 | 11.25 | Technical_Specialist | 0 | 0 | 0 | BAC-456 | BAC | USER1 | BAC_180 | Large Service (2)
83030 | 5.7.71.84 | large-BAC-456-5.7.71.84-PM-MAI-Y1-78.75 | PM-MAI | Y1 | 78.75 | General_Muti Trade Technician | 0 | 16.25 | 0 | BAC-456 | BAC | USER1 | BAC_180 | Large Service (1)
83031 | 5.7.71.84 | LC-BAC-457-5.7.71.84-LC-EOL-Y20-960 | LC-EOL | Y20 | 960 | General_Construction_Worker | 0 | 2000 | 0 | BAC-457 | BAC | USER1 | BAC_180 | End of Life replacement
83032 | 5.7.71.84 | small-BAC-457-5.7.71.84-PM-MAI-Y0-30 | PM-INS | Y0 | 30 | Technical_Specialist | 0 | 0 | 0 | BAC-457 | BAC | USER1 | BAC_180 | Small Service
83033 | 5.7.71.84 | large-BAC-457-5.7.71.84-PM-MAI-Y1-11.25 | PM-MAI | Y1 | 11.25 | Technical_Specialist | 0 | 0 | 0 | BAC-457 | BAC | USER1 | BAC_180 | Large Service (2)
83034 | 5.7.71.84 | large-BAC-457-5.7.71.84-PM-MAI-Y1-78.75 | PM-MAI | Y1 | 78.75 | General_Muti Trade Technician | 0 | 16.25 | 0 | BAC-457 | BAC | USER1 | BAC_180 | Large Service (1)
83035 | 5.7.71.84 | LC-BAC-591-5.7.71.84-LC-EOL-Y20-960 | LC-EOL | Y20 | 960 | General_Construction_Worker | 0 | 2000 | 0 | BAC-591 | BAC | USER1 | BAC_180 | End of Life replacement
83036 | 5.7.71.84 | small-BAC-591-5.7.71.84-PM-MAI-Y0-30 | PM-INS | Y0 | 30 | Technical_Specialist | 0 | 0 | 0 | BAC-591 | BAC | USER1 | BAC_180 | Small Service
83037 | 5.7.71.84 | large-BAC-591-5.7.71.84-PM-MAI-Y1-11.25 | PM-MAI | Y1 | 11.25 | Technical_Specialist | 0 | 0 | 0 | BAC-591 | BAC | USER1 | BAC_180 | Large Service (2)
83038 | 5.7.71.84 | large-BAC-591-5.7.71.84-PM-MAI-Y1-78.75 | PM-MAI | Y1 | 78.75 | General_Muti Trade Technician | 0 | 16.25 | 0 | BAC-591 | BAC | USER1 | BAC_180 | Large Service (1)
83039 | 5.7.71.84 | LC-BAC-596-5.7.71.84-LC-EOL-Y20-960 | LC-EOL | Y20 | 960 | General_Construction_Worker | 0 | 2000 | 0 | BAC-596 | BAC | USER1 | BAC_180 | End of Life replacement
83040 | 5.7.71.84 | small-BAC-596-5.7.71.84-PM-MAI-Y0-30 | PM-INS | Y0 | 30 | Technical_Specialist | 0 | 0 | 0 | BAC-596 | BAC | USER1 | BAC_180 | Small Service
83041 | 5.7.71.84 | large-BAC-596-5.7.71.84-PM-MAI-Y1-11.25 | PM-MAI | Y1 | 11.25 | Technical_Specialist | 0 | 0 | 0 | BAC-596 | BAC | USER1 | BAC_180 | Large Service (2)
83042 | 5.7.71.84 | large-BAC-596-5.7.71.84-PM-MAI-Y1-78.75 | PM-MAI | Y1 | 78.75 | General_Muti Trade Technician | 0 | 16.25 | 0 | BAC-596 | BAC | USER1 | BAC_180 | Large Service (1)
83043 | 5.7.71.84 | LC-BAC-766-5.7.71.84-LC-EOL-Y20-960 | LC-EOL | Y20 | 960 | General_Construction_Worker | 0 | 2000 | 0 | BAC-766 | BAC | USER1 | BAC_180 | End of Life replacement
83044 | 5.7.71.84 | small-BAC-766-5.7.71.84-PM-MAI-Y0-30 | PM-INS | Y0 | 30 | Technical_Specialist | 0 | 0 | 0 | BAC-766 | BAC | USER1 | BAC_180 | Small Service
83045 | 5.7.71.84 | large-BAC-766-5.7.71.84-PM-MAI-Y1-11.25 | PM-MAI | Y1 | 11.25 | Technical_Specialist | 0 | 0 | 0 | BAC-766 | BAC | USER1 | BAC_180 | Large Service (2)
83046 | 5.7.71.84 | large-BAC-766-5.7.71.84-PM-MAI-Y1-78.75 | PM-MAI | Y1 | 78.75 | General_Muti Trade Technician | 0 | 16.25 | 0 | BAC-766 | BAC | USER1 | BAC_180 | Large Service (1)
83047 | 5.7.71.84 | LC-BAC-891-5.7.71.84-LC-EOL-Y20-960 | LC-EOL | Y20 | 960 | General_Construction_Worker | 0 | 2000 | 0 | BAC-891 | BAC | USER1 | BAC_180 | End of Life replacement
83048 | 5.7.71.84 | small-BAC-891-5.7.71.84-PM-MAI-Y0-30 | PM-INS | Y0 | 30 | Technical_Specialist | 0 | 0 | 0 | BAC-891 | BAC | USER1 | BAC_180 | Small Service
83049 | 5.7.71.84 | large-BAC-891-5.7.71.84-PM-MAI-Y1-11.25 | PM-MAI | Y1 | 11.25 | Technical_Specialist | 0 | 0 | 0 | BAC-891 | BAC | USER1 | BAC_180 | Large Service (2)
83050 | 5.7.71.84 | large-BAC-891-5.7.71.84-PM-MAI-Y1-78.75 | PM-MAI | Y1 | 78.75 | General_Muti Trade Technician | 0 | 16.25 | 0 | BAC-891 | BAC | USER1 | BAC_180 | Large Service (1)
83051 | 5.7.71.84 | LC-BAC-959-5.7.71.84-LC-EOL-Y20-960 | LC-EOL | Y20 | 960 | General_Construction_Worker | 0 | 2000 | 0 | BAC-959 | BAC | USER1 | BAC_180 | End of Life replacement
83052 | 5.7.71.84 | small-BAC-959-5.7.71.84-PM-MAI-Y0-30 | PM-INS | Y0 | 30 | Technical_Specialist | 0 | 0 | 0 | BAC-959 | BAC | USER1 | BAC_180 | Small Service
83053 | 5.7.71.84 | large-BAC-959-5.7.71.84-PM-MAI-Y1-11.25 | PM-MAI | Y1 | 11.25 | Technical_Specialist | 0 | 0 | 0 | BAC-959 | BAC | USER1 | BAC_180 | Large Service (2)
83054 | 5.7.71.84 | large-BAC-959-5.7.71.84-PM-MAI-Y1-78.75 | PM-MAI | Y1 | 78.75 | General_Muti Trade Technician | 0 | 16.25 | 0 | BAC-959 | BAC | USER1 | BAC_180 | Large Service (1)
83055 | 5.7.71.84 | LC-BAC-1037-5.7.71.84-LC-EOL-Y20-960 | LC-EOL | Y20 | 960 | General_Construction_Worker | 0 | 2000 | 0 | BAC-1037 | BAC | USER1 | BAC_180 | End of Life replacement
83056 | 5.7.71.84 | small-BAC-1037-5.7.71.84-PM-MAI-Y0-30 | PM-INS | Y0 | 30 | Technical_Specialist | 0 | 0 | 0 | BAC-1037 | BAC | USER1 | BAC_180 | Small Service
83057 | 5.7.71.84 | large-BAC-1037-5.7.71.84-PM-MAI-Y1-11.25 | PM-MAI | Y1 | 11.25 | Technical_Specialist | 0 | 0 | 0 | BAC-1037 | BAC | USER1 | BAC_180 | Large Service (2)
83058 | 5.7.71.84 | large-BAC-1037-5.7.71.84-PM-MAI-Y1-78.75 | PM-MAI | Y1 | 78.75 | General_Muti Trade Technician | 0 | 16.25 | 0 | BAC-1037 | BAC | USER1 | BAC_180 | Large Service (1)
83059 | 5.7.71.84 | LC-BAC-1047-5.7.71.84-LC-EOL-Y20-960 | LC-EOL | Y20 | 960 | General_Construction_Worker | 0 | 2000 | 0 | BAC-1047 | BAC | USER1 | BAC_180 | End of Life replacement
83060 | 5.7.71.84 | small-BAC-1047-5.7.71.84-PM-MAI-Y0-30 | PM-INS | Y0 | 30 | Technical_Specialist | 0 | 0 | 0 | BAC-1047 | BAC | USER1 | BAC_180 | Small Service
83061 | 5.7.71.84 | large-BAC-1047-5.7.71.84-PM-MAI-Y1-11.25 | PM-MAI | Y1 | 11.25 | Technical_Specialist | 0 | 0 | 0 | BAC-1047 | BAC | USER1 | BAC_180 | Large Service (2)
83062 | 5.7.71.84 | large-BAC-1047-5.7.71.84-PM-MAI-Y1-78.75 | PM-MAI | Y1 | 78.75 | General_Muti Trade Technician | 0 | 16.25 | 0 | BAC-1047 | BAC | USER1 | BAC_180 | Large Service (1)
83063 | 5.7.71.84 | LC-BAC-1102-5.7.71.84-LC-EOL-Y20-960 | LC-EOL | Y20 | 960 | General_Construction_Worker | 0 | 2000 | 0 | BAC-1102 | BAC | USER1 | BAC_180 | End of Life replacement
83064 | 5.7.71.84 | small-BAC-1102-5.7.71.84-PM-MAI-Y0-30 | PM-INS | Y0 | 30 | Technical_Specialist | 0 | 0 | 0 | BAC-1102 | BAC | USER1 | BAC_180 | Small Service
83065 | 5.7.71.84 | large-BAC-1102-5.7.71.84-PM-MAI-Y1-11.25 | PM-MAI | Y1 | 11.25 | Technical_Specialist | 0 | 0 | 0 | BAC-1102 | BAC | USER1 | BAC_180 | Large Service (2)
83066 | 5.7.71.84 | large-BAC-1102-5.7.71.84-PM-MAI-Y1-78.75 | PM-MAI | Y1 | 78.75 | General_Muti Trade Technician | 0 | 16.25 | 0 | BAC-1102 | BAC | USER1 | BAC_180 | Large Service (1)
83067 | 5.7.71.84 | LC-BAC-1103-5.7.71.84-LC-EOL-Y20-960 | LC-EOL | Y20 | 960 | General_Construction_Worker | 0 | 2000 | 0 | BAC-1103 | BAC | USER1 | BAC_180 | End of Life replacement
83068 | 5.7.71.84 | small-BAC-1103-5.7.71.84-PM-MAI-Y0-30 | PM-INS | Y0 | 30 | Technical_Specialist | 0 | 0 | 0 | BAC-1103 | BAC | USER1 | BAC_180 | Small Service
83069 | 5.7.71.84 | large-BAC-1103-5.7.71.84-PM-MAI-Y1-11.25 | PM-MAI | Y1 | 11.25 | Technical_Specialist | 0 | 0 | 0 | BAC-1103 | BAC | USER1 | BAC_180 | Large Service (2)
83070 | 5.7.71.84 | large-BAC-1103-5.7.71.84-PM-MAI-Y1-78.75 | PM-MAI | Y1 | 78.75 | General_Muti Trade Technician | 0 | 16.25 | 0 | BAC-1103 | BAC | USER1 | BAC_180 | Large Service (1)
83071 | 5.7.71.84 | LC-BAC-1104-5.7.71.84-LC-EOL-Y20-960 | LC-EOL | Y20 | 960 | General_Construction_Worker | 0 | 2000 | 0 | BAC-1104 | BAC | USER1 | BAC_180 | End of Life replacement
83072 | 5.7.71.84 | small-BAC-1104-5.7.71.84-PM-MAI-Y0-30 | PM-INS | Y0 | 30 | Technical_Specialist | 0 | 0 | 0 | BAC-1104 | BAC | USER1 | BAC_180 | Small Service
83073 | 5.7.71.84 | large-BAC-1104-5.7.71.84-PM-MAI-Y1-11.25 | PM-MAI | Y1 | 11.25 | Technical_Specialist | 0 | 0 | 0 | BAC-1104 | BAC | USER1 | BAC_180 | Large Service (2)
83074 | 5.7.71.84 | large-BAC-1104-5.7.71.84-PM-MAI-Y1-78.75 | PM-MAI | Y1 | 78.75 | General_Muti Trade Technician | 0 | 16.25 | 0 | BAC-1104 | BAC | USER1 | BAC_180 | Large Service (1)
83075 | 5.7.71.84 | LC-BAC-1105-5.7.71.84-LC-EOL-Y20-960 | LC-EOL | Y20 | 960 | General_Construction_Worker | 0 | 2000 | 0 | BAC-1105 | BAC | USER1 | BAC_180 | End of Life replacement
83076 | 5.7.71.84 | small-BAC-1105-5.7.71.84-PM-MAI-Y0-30 | PM-INS | Y0 | 30 | Technical_Specialist | 0 | 0 | 0 | BAC-1105 | BAC | USER1 | BAC_180 | Small Service
83077 | 5.7.71.84 | large-BAC-1105-5.7.71.84-PM-MAI-Y1-11.25 | PM-MAI | Y1 | 11.25 | Technical_Specialist | 0 | 0 | 0 | BAC-1105 | BAC | USER1 | BAC_180 | Large Service (2)
83078 | 5.7.71.84 | large-BAC-1105-5.7.71.84-PM-MAI-Y1-78.75 | PM-MAI | Y1 | 78.75 | General_Muti Trade Technician | 0 | 16.25 | 0 | BAC-1105 | BAC | USER1 | BAC_180 | Large Service (1)
83079 | 5.7.71.84 | LC-BAC-1106-5.7.71.84-LC-EOL-Y20-960 | LC-EOL | Y20 | 960 | General_Construction_Worker | 0 | 2000 | 0 | BAC-1106 | BAC | USER1 | BAC_180 | End of Life replacement
83080 | 5.7.71.84 | small-BAC-1106-5.7.71.84-PM-MAI-Y0-30 | PM-INS | Y0 | 30 | Technical_Specialist | 0 | 0 | 0 | BAC-1106 | BAC | USER1 | BAC_180 | Small Service
83081 | 5.7.71.84 | large-BAC-1106-5.7.71.84-PM-MAI-Y1-11.25 | PM-MAI | Y1 | 11.25 | Technical_Specialist | 0 | 0 | 0 | BAC-1106 | BAC | USER1 | BAC_180 | Large Service (2)
83082 | 5.7.71.84 | large-BAC-1106-5.7.71.84-PM-MAI-Y1-78.75 | PM-MAI | Y1 | 78.75 | General_Muti Trade Technician | 0 | 16.25 | 0 | BAC-1106 | BAC | USER1 | BAC_180 | Large Service (1)
83083 | 5.7.71.84 | LC-BAC-1107-5.7.71.84-LC-EOL-Y20-960 | LC-EOL | Y20 | 960 | General_Construction_Worker | 0 | 2000 | 0 | BAC-1107 | BAC | USER1 | BAC_180 | End of Life replacement
83084 | 5.7.71.84 | small-BAC-1107-5.7.71.84-PM-MAI-Y0-30 | PM-INS | Y0 | 30 | Technical_Specialist | 0 | 0 | 0 | BAC-1107 | BAC | USER1 | BAC_180 | Small Service
83085 | 5.7.71.84 | large-BAC-1107-5.7.71.84-PM-MAI-Y1-11.25 | PM-MAI | Y1 | 11.25 | Technical_Specialist | 0 | 0 | 0 | BAC-1107 | BAC | USER1 | BAC_180 | Large Service (2)
83086 | 5.7.71.84 | large-BAC-1107-5.7.71.84-PM-MAI-Y1-78.75 | PM-MAI | Y1 | 78.75 | General_Muti Trade Technician | 0 | 16.25 | 0 | BAC-1107 | BAC | USER1 | BAC_180 | Large Service (1)
83087 | 5.7.71.84 | LC-BAC-1108-5.7.71.84-LC-EOL-Y20-960 | LC-EOL | Y20 | 960 | General_Construction_Worker | 0 | 2000 | 0 | BAC-1108 | BAC | USER1 | BAC_180 | End of Life replacement
83088 | 5.7.71.84 | small-BAC-1108-5.7.71.84-PM-MAI-Y0-30 | PM-INS | Y0 | 30 | Technical_Specialist | 0 | 0 | 0 | BAC-1108 | BAC | USER1 | BAC_180 | Small Service
83089 | 5.7.71.84 | large-BAC-1108-5.7.71.84-PM-MAI-Y1-11.25 | PM-MAI | Y1 | 11.25 | Technical_Specialist | 0 | 0 | 0 | BAC-1108 | BAC | USER1 | BAC_180 | Large Service (2)
83090 | 5.7.71.84 | large-BAC-1108-5.7.71.84-PM-MAI-Y1-78.75 | PM-MAI | Y1 | 78.75 | General_Muti Trade Technician | 0 | 16.25 | 0 | BAC-1108 | BAC | USER1 | BAC_180 | Large Service (1)
83091 | 5.7.71.84 | LC-BAC-1109-5.7.71.84-LC-EOL-Y20-960 | LC-EOL | Y20 | 960 | General_Construction_Worker | 0 | 2000 | 0 | BAC-1109 | BAC | USER1 | BAC_180 | End of Life replacement
83092 | 5.7.71.84 | small-BAC-1109-5.7.71.84-PM-MAI-Y0-30 | PM-INS | Y0 | 30 | Technical_Specialist | 0 | 0 | 0 | BAC-1109 | BAC | USER1 | BAC_180 | Small Service
83093 | 5.7.71.84 | large-BAC-1109-5.7.71.84-PM-MAI-Y1-11.25 | PM-MAI | Y1 | 11.25 | Technical_Specialist | 0 | 0 | 0 | BAC-1109 | BAC | USER1 | BAC_180 | Large Service (2)
83094 | 5.7.71.84 | large-BAC-1109-5.7.71.84-PM-MAI-Y1-78.75 | PM-MAI | Y1 | 78.75 | General_Muti Trade Technician | 0 | 16.25 | 0 | BAC-1109 | BAC | USER1 | BAC_180 | Large Service (1)
83095 | 5.7.71.84 | LC-BAC-1110-5.7.71.84-LC-EOL-Y20-960 | LC-EOL | Y20 | 960 | General_Construction_Worker | 0 | 2000 | 0 | BAC-1110 | BAC | USER1 | BAC_180 | End of Life replacement
83096 | 5.7.71.84 | small-BAC-1110-5.7.71.84-PM-MAI-Y0-30 | PM-INS | Y0 | 30 | Technical_Specialist | 0 | 0 | 0 | BAC-1110 | BAC | USER1 | BAC_180 | Small Service
83097 | 5.7.71.84 | large-BAC-1110-5.7.71.84-PM-MAI-Y1-11.25 | PM-MAI | Y1 | 11.25 | Technical_Specialist | 0 | 0 | 0 | BAC-1110 | BAC | USER1 | BAC_180 | Large Service (2)
83098 | 5.7.71.84 | large-BAC-1110-5.7.71.84-PM-MAI-Y1-78.75 | PM-MAI | Y1 | 78.75 | General_Muti Trade Technician | 0 | 16.25 | 0 | BAC-1110 | BAC | USER1 | BAC_180 | Large Service (1)
83099 | 5.7.71.84 | LC-BAC-1111-5.7.71.84-LC-EOL-Y20-960 | LC-EOL | Y20 | 960 | General_Construction_Worker | 0 | 2000 | 0 | BAC-1111 | BAC | USER1 | BAC_180 | End of Life replacement
83100 | 5.7.71.84 | small-BAC-1111-5.7.71.84-PM-MAI-Y0-30 | PM-INS | Y0 | 30 | Technical_Specialist | 0 | 0 | 0 | BAC-1111 | BAC | USER1 | BAC_180 | Small Service
83101 | 5.7.71.84 | large-BAC-1111-5.7.71.84-PM-MAI-Y1-11.25 | PM-MAI | Y1 | 11.25 | Technical_Specialist | 0 | 0 | 0 | BAC-1111 | BAC | USER1 | BAC_180 | Large Service (2)
83102 | 5.7.71.84 | large-BAC-1111-5.7.71.84-PM-MAI-Y1-78.75 | PM-MAI | Y1 | 78.75 | General_Muti Trade Technician | 0 | 16.25 | 0 | BAC-1111 | BAC | USER1 | BAC_180 | Large Service (1)
83103 | 5.7.71.84 | 92-LC-BAC-1112-5.7.71.84-LC-EOL-Y20-960 | LC-EOL | Y20 | 960 | General_Construction_Worker | 0 | 2000 | 0 | BAC-1112 | BAC | USER1 | BAC_180 | End of Life replacement
83104 | 5.7.71.84 | 93-small-BAC-1112-5.7.71.84-PM-MAI-Y0-30 | PM-INS | Y0 | 30 | Technical_Specialist | 0 | 0 | 0 | BAC-1112 | BAC | USER1 | BAC_180 | Small Service
83105 | 5.7.71.84 | 94-large-BAC-1112-5.7.71.84-PM-MAI-Y1-11.25 | PM-MAI | Y1 | 11.25 | Technical_Specialist | 0 | 0 | 0 | BAC-1112 | BAC | USER1 | BAC_180 | Large Service (2)
83106 | 5.7.71.84 | 95-large-BAC-1112-5.7.71.84-PM-MAI-Y1-78.75 | PM-MAI | Y1 | 78.75 | General_Muti Trade Technician | 0 | 16.25 | 0 | BAC-1112 | BAC | USER1 | BAC_180 | Large Service (1)
83107 | 5.7.71.84 | 96-ADDED-BAC-1112-5.7.71.84-PM-MAI-Y0-0 | LC-EOL | Y20 | 960 | General_Construction_Worker | 0 | 2000 | 0 | BAC-1113 | BAC | USER1 | BAC_180 | End of Life replacement
83108 | 5.7.71.84 | 97-LC-BAC-1113-5.7.71.84-LC-EOL-Y20-960 | PM-INS | Y0 | 30 | Technical_Specialist | 0 | 0 | 0 | BAC-1113 | BAC | USER1 | BAC_180 | Small Service
83109 | 5.7.71.84 | 98-small-BAC-1113-5.7.71.84-PM-MAI-Y0-30 | PM-MAI | Y1 | 11.25 | Technical_Specialist | 0 | 0 | 0 | BAC-1113 | BAC | USER1 | BAC_180 | Large Service (2)
83110 | 5.7.71.84 | 99-large-BAC-1113-5.7.71.84-PM-MAI-Y1-11.25 | PM-MAI | Y1 | 78.75 | General_Muti Trade Technician | 0 | 16.25 | 0 | BAC-1113 | BAC | USER1 | BAC_180 | Large Service (1)
83111 | 5.7.71.84 | 100-large-BAC-1113-5.7.71.84-PM-MAI-Y1-78.75 | LC-EOL | Y20 | 960 | General_Construction_Worker | 0 | 2000 | 0 | BAC-1114 | BAC | USER1 | BAC_180 | End of Life replacement
83112 | 5.7.71.84 | 101-ADDED-BAC-1113-5.7.71.84-PM-MAI-Y0-0 | PM-INS | Y0 | 30 | Technical_Specialist | 0 | 0 | 0 | BAC-1114 | BAC | USER1 | BAC_180 | Small Service
83113 | 5.7.71.84 | 102-LC-BAC-1114-5.7.71.84-LC-EOL-Y20-960 | PM-MAI | Y1 | 11.25 | Technical_Specialist | 0 | 0 | 0 | BAC-1114 | BAC | USER1 | BAC_180 | Large Service (2)
83114 | 5.7.71.84 | 103-small-BAC-1114-5.7.71.84-PM-MAI-Y0-30 | PM-MAI | Y1 | 78.75 | General_Muti Trade Technician | 0 | 16.25 | 0 | BAC-1114 | BAC | USER1 | BAC_180 | Large Service (1)
83115 | 5.7.71.84 | 104-large-BAC-1114-5.7.71.84-PM-MAI-Y1-11.25 | LC-EOL | Y20 | 960 | General_Construction_Worker | 0 | 2000 | 0 | BAC-1115 | BAC | USER1 | BAC_180 | End of Life replacement
83116 | 5.7.71.84 | 105-large-BAC-1114-5.7.71.84-PM-MAI-Y1-78.75 | PM-INS | Y0 | 30 | Technical_Specialist | 0 | 0 | 0 | BAC-1115 | BAC | USER1 | BAC_180 | Small Service
83117 | 5.7.71.84 | 106-ADDED-BAC-1114-5.7.71.84-PM-MAI-Y0-0 | PM-MAI | Y1 | 11.25 | Technical_Specialist | 0 | 0 | 0 | BAC-1115 | BAC | USER1 | BAC_180 | Large Service (2)
83118 | 5.7.71.84 | 107-LC-BAC-1115-5.7.71.84-LC-EOL-Y20-960 | PM-MAI | Y1 | 78.75 | General_Muti Trade Technician | 0 | 16.25 | 0 | BAC-1115 | BAC | USER1 | BAC_180 | Large Service (1)
83119 | 9.9.90.29 | 0-large-BAC-1121-9.9.90.29-PM-MAI-Y1-0 | PM-MAI | Y1 | 0 | General_Muti Trade Technician | 0 | 0 | 0 | BAC-1121 | BAC | USER1 | BAC_180 | Large Service | NONE
83120 | 9.9.90.29 | 1-ADDED-BAC-1121-9.9.90.29-PM-MAI-Y0-0 | PM-MAI | Y1 | 180 | General_Muti Trade Technician | 0 | 80 | 0 | BAC-1121 | BAC | USER1 | BAC_180 | ADDED Service | NONE
83121 | 9.9.90.29 | 2-large-BAC-1122-9.9.90.29-PM-MAI-Y1-0 | PM-MAI | Y1 | 0 | General_Muti Trade Technician | 0 | 0 | 0 | BAC-1122 | BAC | USER1 | BAC_180 | Large Service | NONE
83122 | 9.9.90.29 | 3-ADDED-BAC-1122-9.9.90.29-PM-MAI-Y0-0 | PM-MAI | Y1 | 180 | General_Muti Trade Technician | 0 | 80 | 0 | BAC-1122 | BAC | USER1 | BAC_180 | ADDED Service | NONE
83123 | 9.9.90.29 | 4-large-BAC-1123-9.9.90.29-PM-MAI-Y1-0 | PM-MAI | Y1 | 0 | General_Muti Trade Technician | 0 | 0 | 0 | BAC-1123 | BAC | USER1 | BAC_180 | Large Service | NONE
83124 | 9.9.90.29 | 5-ADDED-BAC-1123-9.9.90.29-PM-MAI-Y0-0 | PM-MAI | Y1 | 180 | General_Muti Trade Technician | 0 | 80 | 0 | BAC-1123 | BAC | USER1 | BAC_180 | ADDED Service | NONE
83125 | 9.9.90.29 | 6-large-BAC-1124-9.9.90.29-PM-MAI-Y1-0 | PM-MAI | Y1 | 0 | General_Muti Trade Technician | 0 | 0 | 0 | BAC-1124 | BAC | USER1 | BAC_180 | Large Service | NONE
83126 | 9.9.90.29 | 7-ADDED-BAC-1124-9.9.90.29-PM-MAI-Y0-0 | PM-MAI | Y1 | 180 | General_Muti Trade Technician | 0 | 80 | 0 | BAC-1124 | BAC | USER1 | BAC_180 | ADDED Service | NONE
83127 | 9.9.90.29 | 8-large-BAC-1125-9.9.90.29-PM-MAI-Y1-0 | PM-MAI | Y1 | 0 | General_Muti Trade Technician | 0 | 0 | 0 | BAC-1125 | BAC | USER1 | BAC_180 | Large Service | NONE
83128 | 9.9.90.29 | 9-ADDED-BAC-1125-9.9.90.29-PM-MAI-Y0-0 | PM-MAI | Y1 | 180 | General_Muti Trade Technician | 0 | 80 | 0 | BAC-1125 | BAC | USER1 | BAC_180 | ADDED Service | NONE
83129 | 9.9.90.29 | 10-large-BAC-1126-9.9.90.29-PM-MAI-Y1-0 | PM-MAI | Y1 | 0 | General_Muti Trade Technician | 0 | 0 | 0 | BAC-1126 | BAC | USER1 | BAC_180 | Large Service | NONE
83130 | 9.9.90.29 | 11-ADDED-BAC-1126-9.9.90.29-PM-MAI-Y0-0 | PM-MAI | Y1 | 180 | General_Muti Trade Technician | 0 | 80 | 0 | BAC-1126 | BAC | USER1 | BAC_180 | ADDED Service | NONE
83131 | 9.9.90.29 | 12-large-BAC-1127-9.9.90.29-PM-MAI-Y1-0 | PM-MAI | Y1 | 0 | General_Muti Trade Technician | 0 | 0 | 0 | BAC-1127 | BAC | USER1 | BAC_180 | Large Service | NONE
83132 | 9.9.90.29 | 13-ADDED-BAC-1127-9.9.90.29-PM-MAI-Y0-0 | PM-MAI | Y1 | 180 | General_Muti Trade Technician | 0 | 80 | 0 | BAC-1127 | BAC | USER1 | BAC_180 | ADDED Service | NONE
83133 | 9.9.90.29 | 14-large-BAC-1128-9.9.90.29-PM-MAI-Y1-0 | PM-MAI | Y1 | 0 | General_Muti Trade Technician | 0 | 0 | 0 | BAC-1128 | BAC | USER1 | BAC_180 | Large Service | NONE
83134 | 9.9.90.29 | 15-ADDED-BAC-1128-9.9.90.29-PM-MAI-Y0-0 | PM-MAI | Y1 | 180 | General_Muti Trade Technician | 0 | 80 | 0 | BAC-1128 | BAC | USER1 | BAC_180 | ADDED Service | NONE
83135 | 9.9.90.29 | 16-large-BAC-1129-9.9.90.29-PM-MAI-Y1-0 | PM-MAI | Y1 | 0 | General_Muti Trade Technician | 0 | 0 | 0 | BAC-1129 | BAC | USER1 | BAC_180 | Large Service | NONE
83136 | 9.9.90.29 | 17-ADDED-BAC-1129-9.9.90.29-PM-MAI-Y0-0 | PM-MAI | Y1 | 180 | General_Muti Trade Technician | 0 | 80 | 0 | BAC-1129 | BAC | USER1 | BAC_180 | ADDED Service | NONE
83137 | 9.9.90.29 | 18-large-BAC-1130-9.9.90.29-PM-MAI-Y1-0 | PM-MAI | Y1 | 0 | General_Muti Trade Technician | 0 | 0 | 0 | BAC-1130 | BAC | USER1 | BAC_180 | Large Service | NONE
83138 | 9.9.90.29 | 19-ADDED-BAC-1130-9.9.90.29-PM-MAI-Y0-0 | PM-MAI | Y1 | 180 | General_Muti Trade Technician | 0 | 80 | 0 | BAC-1130 | BAC | USER1 | BAC_180 | ADDED Service | NONE
83139 | 9.9.90.29 | 20-large-BAC-1131-9.9.90.29-PM-MAI-Y1-0 | PM-MAI | Y1 | 0 | General_Muti Trade Technician | 0 | 0 | 0 | BAC-1131 | BAC | USER1 | BAC_180 | Large Service | NONE
83140 | 9.9.90.29 | 21-ADDED-BAC-1131-9.9.90.29-PM-MAI-Y0-0 | PM-MAI | Y1 | 180 | General_Muti Trade Technician | 0 | 80 | 0 | BAC-1131 | BAC | USER1 | BAC_180 | ADDED Service | NONE
83141 | 9.9.90.29 | 22-large-BAC-1132-9.9.90.29-PM-MAI-Y1-0 | PM-MAI | Y1 | 0 | General_Muti Trade Technician | 0 | 0 | 0 | BAC-1132 | BAC | USER1 | BAC_180 | Large Service | NONE
83142 | 9.9.90.29 | 23-ADDED-BAC-1132-9.9.90.29-PM-MAI-Y0-0 | PM-MAI | Y1 | 180 | General_Muti Trade Technician | 0 | 80 | 0 | BAC-1132 | BAC | USER1 | BAC_180 | ADDED Service | NONE
83143 | 9.9.90.29 | 25-ADDED-BAC-1133-9.9.90.29-PM-MAI-Y0-0 | PM-MAI | Y0 | 0 | General_Muti Trade Technician | 0 | 0 | 0 | BAC-1133 | BAC | USER1 | BAC_180 | ADDED Service | NONE
83144 | 9.9.90.29 | 26-large-BAC-1134-9.9.90.29-PM-MAI-Y1-0 | PM-MAI | Y1 | 0 | General_Muti Trade Technician | 0 | 0 | 0 | BAC-1134 | BAC | USER1 | BAC_180 | Large Service | NONE
83145 | 9.9.90.29 | 27-ADDED-BAC-1134-9.9.90.29-PM-MAI-Y0-0 | PM-MAI | Y1 | 180 | General_Muti Trade Technician | 0 | 80 | 0 | BAC-1134 | BAC | USER1 | BAC_180 | ADDED Service | NONE
83146 | 9.9.90.29 | 28-large-BAC-1135-9.9.90.29-PM-MAI-Y1-0 | PM-MAI | Y1 | 0 | General_Muti Trade Technician | 0 | 0 | 0 | BAC-1135 | BAC | USER1 | BAC_180 | Large Service | NONE
83147 | 9.9.90.29 | 29-ADDED-BAC-1135-9.9.90.29-PM-MAI-Y0-0 | PM-MAI | Y1 | 180 | General_Muti Trade Technician | 0 | 80 | 0 | BAC-1135 | BAC | USER1 | BAC_180 | ADDED Service | NONE
83148 | 9.9.90.29 | 30-large-BAC-1136-9.9.90.29-PM-MAI-Y1-0 | PM-MAI | Y1 | 0 | General_Muti Trade Technician | 0 | 0 | 0 | BAC-1136 | BAC | USER1 | BAC_180 | Large Service | NONE
83149 | 9.9.90.29 | 31-ADDED-BAC-1136-9.9.90.29-PM-MAI-Y0-0 | PM-MAI | Y1 | 180 | General_Muti Trade Technician | 0 | 80 | 0 | BAC-1136 | BAC | USER1 | BAC_180 | ADDED Service | NONE
83150 | 9.9.90.29 | 33-ADDED-BAC-1137-9.9.90.29-PM-MAI-Y0-0 | PM-MAI | Y1 | 180 | General_Muti Trade Technician | 0 | 80 | 0 | BAC-1137 | BAC | USER1 | BAC_180 | ADDED Service | NONE
83151 | 9.9.90.29 | 34-large-BAC-1138-9.9.90.29-PM-MAI-Y1-0 | PM-MAI | Y1 | 0 | General_Muti Trade Technician | 0 | 0 | 0 | BAC-1138 | BAC | USER1 | BAC_180 | Large Service | NONE
83152 | 9.9.90.29 | 35-ADDED-BAC-1138-9.9.90.29-PM-MAI-Y0-0 | PM-MAI | Y1 | 180 | General_Muti Trade Technician | 0 | 80 | 0 | BAC-1138 | BAC | USER1 | BAC_180 | ADDED Service | NONE
83153 | 9.9.90.29 | 36-large-BAC-1139-9.9.90.29-PM-MAI-Y1-0 | PM-MAI | Y1 | 0 | General_Muti Trade Technician | 0 | 0 | 0 | BAC-1139 | BAC | USER1 | BAC_180 | Large Service | NONE
83154 | 9.9.90.29 | 37-ADDED-BAC-1139-9.9.90.29-PM-MAI-Y0-0 | PM-MAI | Y1 | 180 | General_Muti Trade Technician | 0 | 80 | 0 | BAC-1139 | BAC | USER1 | BAC_180 | ADDED Service | NONE
83155 | 9.9.90.29 | 38-large-BAC-1140-9.9.90.29-PM-MAI-Y1-0 | PM-MAI | Y1 | 0 | General_Muti Trade Technician | 0 | 0 | 0 | BAC-1140 | BAC | USER1 | BAC_180 | Large Service | NONE
83156 | 9.9.90.29 | 39-ADDED-BAC-1140-9.9.90.29-PM-MAI-Y0-0 | PM-MAI | Y1 | 180 | General_Muti Trade Technician | 0 | 80 | 0 | BAC-1140 | BAC | USER1 | BAC_180 | ADDED Service | NONE
83157 | 9.9.90.29 | 40-large-BAC-1141-9.9.90.29-PM-MAI-Y1-0 | PM-MAI | Y1 | 0 | General_Muti Trade Technician | 0 | 0 | 0 | BAC-1141 | BAC | USER1 | BAC_180 | Large Service | NONE
83158 | 9.9.90.29 | 41-ADDED-BAC-1141-9.9.90.29-PM-MAI-Y0-0 | PM-MAI | Y1 | 180 | General_Muti Trade Technician | 0 | 80 | 0 | BAC-1141 | BAC | USER1 | BAC_180 | ADDED Service | NONE
83159 | 9.9.90.29 | 42-large-BAC-1142-9.9.90.29-PM-MAI-Y1-0 | PM-MAI | Y1 | 0 | General_Muti Trade Technician | 0 | 0 | 0 | BAC-1142 | BAC | USER1 | BAC_180 | Large Service | NONE
83160 | 9.9.90.29 | 43-ADDED-BAC-1142-9.9.90.29-PM-MAI-Y0-0 | PM-MAI | Y1 | 180 | General_Muti Trade Technician | 0 | 80 | 0 | BAC-1142 | BAC | USER1 | BAC_180 | ADDED Service | NONE
83161 | 9.9.90.29 | 44-large-BAC-1143-9.9.90.29-PM-MAI-Y1-0 | PM-MAI | Y1 | 0 | General_Muti Trade Technician | 0 | 0 | 0 | BAC-1143 | BAC | USER1 | BAC_180 | Large Service | NONE
83162 | 9.9.90.29 | 45-ADDED-BAC-1143-9.9.90.29-PM-MAI-Y0-0 | PM-MAI | Y1 | 180 | General_Muti Trade Technician | 0 | 80 | 0 | BAC-1143 | BAC | USER1 | BAC_180 | ADDED Service | NONE
83163 | 9.9.90.29 | 46-large-BAC-1144-9.9.90.29-PM-MAI-Y1-0 | PM-MAI | Y1 | 0 | General_Muti Trade Technician | 0 | 0 | 0 | BAC-1144 | BAC | USER1 | BAC_180 | Large Service | NONE
83164 | 9.9.90.29 | 47-ADDED-BAC-1144-9.9.90.29-PM-MAI-Y0-0 | PM-MAI | Y1 | 180 | General_Muti Trade Technician | 0 | 80 | 0 | BAC-1144 | BAC | USER1 | BAC_180 | ADDED Service | NONE
83165 | 9.9.90.29 | 48-large-BAC-1145-9.9.90.29-PM-MAI-Y1-0 | PM-MAI | Y1 | 0 | General_Muti Trade Technician | 0 | 0 | 0 | BAC-1145 | BAC | USER1 | BAC_180 | Large Service | NONE
83166 | 9.9.90.29 | 49-ADDED-BAC-1145-9.9.90.29-PM-MAI-Y0-0 | PM-MAI | Y1 | 180 | General_Muti Trade Technician | 0 | 80 | 0 | BAC-1145 | BAC | USER1 | BAC_180 | ADDED Service | NONE
83167 | 9.9.90.29 | 50-large-BAC-1146-9.9.90.29-PM-MAI-Y1-0 | PM-MAI | Y1 | 0 | General_Muti Trade Technician | 0 | 0 | 0 | BAC-1146 | BAC | USER1 | BAC_180 | Large Service | NONE
83168 | 9.9.90.29 | 51-ADDED-BAC-1146-9.9.90.29-PM-MAI-Y0-0 | PM-MAI | Y1 | 0 | General_Muti Trade Technician | 0 | 0 | 0 | BAC-1146 | BAC | USER1 | BAC_180 | ADDED Service | NONE
83169 | 9.9.90.29 | 53-ADDED-BAC-1147-9.9.90.29-PM-MAI-Y0-0 | PM-MAI | Y1 | 180 | General_Muti Trade Technician | 0 | 80 | 0 | BAC-1147 | BAC | USER1 | BAC_180 | ADDED Service | NONE
83170 | 9.9.90.29 | 54-large-BAC-1148-9.9.90.29-PM-MAI-Y1-0 | PM-MAI | Y1 | 0 | General_Muti Trade Technician | 0 | 0 | 0 | BAC-1148 | BAC | USER1 | BAC_180 | Large Service | NONE
83171 | 9.9.90.29 | 55-ADDED-BAC-1148-9.9.90.29-PM-MAI-Y0-0 | PM-MAI | Y1 | 180 | General_Muti Trade Technician | 0 | 80 | 0 | BAC-1148 | BAC | USER1 | BAC_180 | ADDED Service | NONE
83172 | 9.9.90.29 | 56-large-BAC-1149-9.9.90.29-PM-MAI-Y1-0 | PM-MAI | Y1 | 0 | General_Muti Trade Technician | 0 | 0 | 0 | BAC-1149 | BAC | USER1 | BAC_180 | Large Service | NONE
83173 | 9.9.90.29 | 57-ADDED-BAC-1149-9.9.90.29-PM-MAI-Y0-0 | PM-MAI | Y1 | 180 | General_Muti Trade Technician | 0 | 80 | 0 | BAC-1149 | BAC | USER1 | BAC_180 | ADDED Service | NONE
83174 | 9.9.90.29 | 58-large-BAC-1150-9.9.90.29-PM-MAI-Y1-0 | PM-MAI | Y1 | 0 | General_Muti Trade Technician | 0 | 0 | 0 | BAC-1150 | BAC | USER1 | BAC_180 | Large Service | NONE
83175 | 9.9.90.29 | 59-ADDED-BAC-1150-9.9.90.29-PM-MAI-Y0-0 | PM-MAI | Y1 | 180 | General_Muti Trade Technician | 0 | 80 | 0 | BAC-1150 | BAC | USER1 | BAC_180 | ADDED Service | NONE
83176 | 9.9.90.29 | 60-large-BAC-1172-9.9.90.29-PM-MAI-Y1-0 | PM-MAI | Y1 | 0 | General_Muti Trade Technician | 0 | 0 | 0 | BAC-1172 | BAC | USER1 | BAC_180 | Large Service | NONE
83177 | 9.9.90.29 | 61-ADDED-BAC-1172-9.9.90.29-PM-MAI-Y0-0 | PM-MAI | Y1 | 180 | General_Muti Trade Technician | 0 | 80 | 0 | BAC-1172 | BAC | USER1 | BAC_180 | ADDED Service | NONE
83178 | 9.9.90.29 | 62-large-BAC-1173-9.9.90.29-PM-MAI-Y1-0 | PM-MAI | Y1 | 0 | General_Muti Trade Technician | 0 | 0 | 0 | BAC-1173 | BAC | USER1 | BAC_180 | Large Service | NONE
83179 | 9.9.90.29 | 63-ADDED-BAC-1173-9.9.90.29-PM-MAI-Y0-0 | PM-MAI | Y1 | 180 | General_Muti Trade Technician | 0 | 80 | 0 | BAC-1173 | BAC | USER1 | BAC_180 | ADDED Service | NONE
83180 | 9.9.90.29 | 64-large-BAC-1174-9.9.90.29-PM-MAI-Y1-0 | PM-MAI | Y1 | 0 | General_Muti Trade Technician | 0 | 0 | 0 | BAC-1174 | BAC | USER1 | BAC_180 | Large Service | NONE
83181 | 9.9.90.29 | 65-ADDED-BAC-1174-9.9.90.29-PM-MAI-Y0-0 | PM-MAI | Y1 | 180 | General_Muti Trade Technician | 0 | 80 | 0 | BAC-1174 | BAC | USER1 | BAC_180 | ADDED Service | NONE
83182 | 9.9.90.29 | 66-large-BAC-1175-9.9.90.29-PM-MAI-Y1-0 | PM-MAI | Y1 | 0 | General_Muti Trade Technician | 0 | 0 | 0 | BAC-1175 | BAC | USER1 | BAC_180 | Large Service | NONE
83183 | 9.9.90.29 | 67-ADDED-BAC-1175-9.9.90.29-PM-MAI-Y0-0 | PM-MAI | Y1 | 180 | General_Muti Trade Technician | 0 | 80 | 0 | BAC-1175 | BAC | USER1 | BAC_180 | ADDED Service | NONE
83184 | 9.9.90.29 | 68-large-BAC-1176-9.9.90.29-PM-MAI-Y1-0 | PM-MAI | Y1 | 0 | General_Muti Trade Technician | 0 | 0 | 0 | BAC-1176 | BAC | USER1 | BAC_180 | Large Service | NONE
83185 | 9.9.90.29 | 69-ADDED-BAC-1176-9.9.90.29-PM-MAI-Y0-0 | PM-MAI | Y1 | 180 | General_Muti Trade Technician | 0 | 80 | 0 | BAC-1176 | BAC | USER1 | BAC_180 | ADDED Service | NONE
83186 | 9.9.90.29 | 70-large-BAC-1177-9.9.90.29-PM-MAI-Y1-0 | PM-MAI | Y1 | 0 | General_Muti Trade Technician | 0 | 0 | 0 | BAC-1177 | BAC | USER1 | BAC_180 | Large Service | NONE
83187 | 9.9.90.29 | 71-ADDED-BAC-1177-9.9.90.29-PM-MAI-Y0-0 | PM-MAI | Y1 | 180 | General_Muti Trade Technician | 0 | 80 | 0 | BAC-1177 | BAC | USER1 | BAC_180 | ADDED Service | NONE
83188 | 9.9.90.29 | 72-large-BAC-1178-9.9.90.29-PM-MAI-Y1-0 | PM-MAI | Y1 | 0 | General_Muti Trade Technician | 0 | 0 | 0 | BAC-1178 | BAC | USER1 | BAC_180 | Large Service | NONE
83189 | 9.9.90.29 | 73-ADDED-BAC-1178-9.9.90.29-PM-MAI-Y0-0 | PM-MAI | Y1 | 180 | General_Muti Trade Technician | 0 | 80 | 0 | BAC-1178 | BAC | USER1 | BAC_180 | ADDED Service | NONE
83190 | 9.9.90.29 | 74-large-BAC-1179-9.9.90.29-PM-MAI-Y1-0 | PM-MAI | Y1 | 0 | General_Muti Trade Technician | 0 | 0 | 0 | BAC-1179 | BAC | USER1 | BAC_180 | Large Service | NONE
83191 | 9.9.90.29 | 75-ADDED-BAC-1179-9.9.90.29-PM-MAI-Y0-0 | PM-MAI | Y1 | 180 | General_Muti Trade Technician | 0 | 80 | 0 | BAC-1179 | BAC | USER1 | BAC_180 | ADDED Service | NONE
83192 | 9.9.90.29 | 76-large-BAC-1180-9.9.90.29-PM-MAI-Y1-0 | PM-MAI | Y1 | 0 | General_Muti Trade Technician | 0 | 0 | 0 | BAC-1180 | BAC | USER1 | BAC_180 | Large Service | NONE
83193 | 9.9.90.29 | 77-ADDED-BAC-1180-9.9.90.29-PM-MAI-Y0-0 | PM-MAI | Y1 | 180 | General_Muti Trade Technician | 0 | 80 | 0 | BAC-1180 | BAC | USER1 | BAC_180 | ADDED Service | NONE
83194 | 9.9.90.29 | 78-large-BAC-1181-9.9.90.29-PM-MAI-Y1-0 | PM-MAI | Y1 | 0 | General_Muti Trade Technician | 0 | 0 | 0 | BAC-1181 | BAC | USER1 | BAC_180 | Large Service | NONE
83195 | 9.9.90.29 | 79-ADDED-BAC-1181-9.9.90.29-PM-MAI-Y0-0 | PM-MAI | Y1 | 180 | General_Muti Trade Technician | 0 | 80 | 0 | BAC-1181 | BAC | USER1 | BAC_180 | ADDED Service | NONE
83196 | 9.9.90.29 | 80-large-BAC-1182-9.9.90.29-PM-MAI-Y1-0 | PM-MAI | Y1 | 0 | General_Muti Trade Technician | 0 | 0 | 0 | BAC-1182 | BAC | USER1 | BAC_180 | Large Service | NONE
83197 | 9.9.90.29 | 81-ADDED-BAC-1182-9.9.90.29-PM-MAI-Y0-0 | PM-MAI | Y1 | 180 | General_Muti Trade Technician | 0 | 80 | 0 | BAC-1182 | BAC | USER1 | BAC_180 | ADDED Service | NONE
83198 | 9.9.90.29 | 82-large-BAC-1183-9.9.90.29-PM-MAI-Y1-0 | PM-MAI | Y1 | 0 | General_Muti Trade Technician | 0 | 0 | 0 | BAC-1183 | BAC | USER1 | BAC_180 | Large Service | NONE
83199 | 9.9.90.29 | 83-ADDED-BAC-1183-9.9.90.29-PM-MAI-Y0-0 | PM-MAI | Y1 | 180 | General_Muti Trade Technician | 0 | 80 | 0 | BAC-1183 | BAC | USER1 | BAC_180 | ADDED Service | NONE
83200 | 9.9.90.29 | 84-large-BAC-1184-9.9.90.29-PM-MAI-Y1-0 | PM-MAI | Y1 | 0 | General_Muti Trade Technician | 0 | 0 | 0 | BAC-1184 | BAC | USER1 | BAC_180 | Large Service | NONE
83201 | 9.9.90.29 | 85-ADDED-BAC-1184-9.9.90.29-PM-MAI-Y0-0 | PM-MAI | Y1 | 180 | General_Muti Trade Technician | 0 | 80 | 0 | BAC-1184 | BAC | USER1 | BAC_180 | ADDED Service | NONE
83202 | 9.9.90.29 | 86-large-BAC-1185-9.9.90.29-PM-MAI-Y1-0 | PM-MAI | Y1 | 0 | General_Muti Trade Technician | 0 | 0 | 0 | BAC-1185 | BAC | USER1 | BAC_180 | Large Service | NONE
83203 | 9.9.90.29 | 87-ADDED-BAC-1185-9.9.90.29-PM-MAI-Y0-0 | PM-MAI | Y1 | 180 | General_Muti Trade Technician | 0 | 80 | 0 | BAC-1185 | BAC | USER1 | BAC_180 | ADDED Service | NONE
83204 | 9.9.90.29 | 88-large-BAC-1186-9.9.90.29-PM-MAI-Y1-0 | PM-MAI | Y1 | 0 | General_Muti Trade Technician | 0 | 0 | 0 | BAC-1186 | BAC | USER1 | BAC_180 | Large Service | NONE
83205 | 9.9.90.29 | 89-ADDED-BAC-1186-9.9.90.29-PM-MAI-Y0-0 | PM-MAI | Y1 | 180 | General_Muti Trade Technician | 0 | 80 | 0 | BAC-1186 | BAC | USER1 | BAC_180 | ADDED Service | NONE
83206 | 9.9.90.29 | 90-large-BAC-1187-9.9.90.29-PM-MAI-Y1-0 | PM-MAI | Y1 | 0 | General_Muti Trade Technician | 0 | 0 | 0 | BAC-1187 | BAC | USER1 | BAC_180 | Large Service | NONE
83207 | 9.9.90.29 | 91-ADDED-BAC-1187-9.9.90.29-PM-MAI-Y0-0 | PM-MAI | Y1 | 180 | General_Muti Trade Technician | 0 | 80 | 0 | BAC-1187 | BAC | USER1 | BAC_180 | ADDED Service | NONE
83208 | 9.9.90.29 | 92-large-BAC-1188-9.9.90.29-PM-MAI-Y1-0 | PM-MAI | Y1 | 0 | General_Muti Trade Technician | 0 | 0 | 0 | BAC-1188 | BAC | USER1 | BAC_180 | Large Service | NONE
83209 | 9.9.90.29 | 93-ADDED-BAC-1188-9.9.90.29-PM-MAI-Y0-0 | PM-MAI | Y1 | 180 | General_Muti Trade Technician | 0 | 80 | 0 | BAC-1188 | BAC | USER1 | BAC_180 | ADDED Service | NONE
83210 | 9.9.90.29 | 94-large-BAC-1189-9.9.90.29-PM-MAI-Y1-0 | PM-MAI | Y1 | 0 | General_Muti Trade Technician | 0 | 0 | 0 | BAC-1189 | BAC | USER1 | BAC_180 | Large Service | NONE
83211 | 9.9.90.29 | 95-ADDED-BAC-1189-9.9.90.29-PM-MAI-Y0-0 | PM-MAI | Y1 | 180 | General_Muti Trade Technician | 0 | 80 | 0 | BAC-1189 | BAC | USER1 | BAC_180 | ADDED Service | NONE
83212 | 9.9.90.29 | 96-large-BAC-1190-9.9.90.29-PM-MAI-Y1-0 | PM-MAI | Y1 | 0 | General_Muti Trade Technician | 0 | 0 | 0 | BAC-1190 | BAC | USER1 | BAC_180 | Large Service | NONE
83213 | 9.9.90.29 | 97-ADDED-BAC-1190-9.9.90.29-PM-MAI-Y0-0 | PM-MAI | Y1 | 180 | General_Muti Trade Technician | 0 | 80 | 0 | BAC-1190 | BAC | USER1 | BAC_180 | ADDED Service | NONE
83214 | 9.9.90.29 | 98-large-BAC-1191-9.9.90.29-PM-MAI-Y1-0 | PM-MAI | Y1 | 0 | General_Muti Trade Technician | 0 | 0 | 0 | BAC-1191 | BAC | USER1 | BAC_180 | Large Service | NONE
83215 | 9.9.90.29 | 99-ADDED-BAC-1191-9.9.90.29-PM-MAI-Y0-0 | PM-MAI | Y1 | 180 | General_Muti Trade Technician | 0 | 80 | 0 | BAC-1191 | BAC | USER1 | BAC_180 | ADDED Service | NONE
83216 | 9.9.90.29 | 100-large-BAC-1192-9.9.90.29-PM-MAI-Y1-0 | PM-MAI | Y1 | 0 | General_Muti Trade Technician | 0 | 0 | 0 | BAC-1192 | BAC | USER1 | BAC_180 | Large Service | NONE
83217 | 9.9.90.29 | 101-ADDED-BAC-1192-9.9.90.29-PM-MAI-Y0-0 | PM-MAI | Y1 | 180 | General_Muti Trade Technician | 0 | 80 | 0 | BAC-1192 | BAC | USER1 | BAC_180 | ADDED Service | NONE

## ALL_Codes
Asset_Code | VMA_Code | Asset_Code | Element_Name | Element Default Value | Technical Size Unit
0.0.00.99 | 000 | 0.0.00.99 | To be filled in later (000) | 1 | pcs
2.0.00.99 | 002 | 2.0.00.99 | Dummy Subcontract Ruwbouw (002) | 1 | pcs
3.0.00.99 | 003 | 3.0.00.99 | Dummy Subcontract Afbouw (003) | 1 | pcs
4.0.00.99 | 004 | 4.0.00.99 | Dummy Subcontract Afwerkingen (004) | 1 | pcs
5.0.00.99 | 005 | 5.0.00.99 | Dummy Subcontract Installaties Werktuigbouwkundig (005) | 1 | pcs
6.0.00.99 | 006 | 6.0.00.99 | Dummy Subcontract Installaties Electrotechnisch (006) | 1 | pcs
7.0.00.99 | 007 | 7.0.00.99 | Dummy Subcontract Vaste voorzieningen (007) | 1 | pcs
8.0.00.99 | 008 | 8.0.00.99 | Dummy Subcontract Losse Inventaris (008) | 1 | pcs
9.0.00.99 | 009 | 9.0.00.99 | Dummy Subcontract Terrein (009) | 1 | pcs
5.1.13.10 | 100 | 5.1.13.10 | Schoorsteen (rookgasafvoer) - gas | 1 | pcs
5.1.13.11 | 105 | 5.1.13.11 | Schoorsteen (rookgasafvoer) - stookolie of vaste brandstof | 1 | pcs
5.1.21.50 | 110 | 5.1.21.50 | Gasketel - wandmodel (<= 100 kW) | 85 | kW
5.1.21.51 | 111 | 5.1.21.51 | Gasketel - wandmodel (> 100 kW) | 500 | kW
5.1.21.55 | 115 | 5.1.21.55 | Gasketel - vloermodel (<= 100 kW) | 85 | kW
5.1.21.56 | 150 | 5.1.21.56 | Gasketel - vloermodel (> 100 kW) | 1163 | kW
5.1.21.70 | 170 | 5.1.21.70 | Gasketel - vloermodel - Ygnis (> 100 kW) | 600 | kW
5.1.21.71 | 171 | 5.1.21.71 | Gasketel - vloermodel - Ygnis (<= 100 kW) | 300 | kW
5.1.21.90 | 180 | 5.1.21.90 | Gasketel - atmosferisch (<= 100 kW) | 100 | kW
5.1.21.91 | 215 | 5.1.21.91 | Gasketel - atmosferisch (> 100 kW) | 1163 | kW
5.1.21.90 | 230 | 5.1.21.90 | Pulserende gasketel (<= 100 kW) | 100 | kW
5.1.21.91 | 265 | 5.1.21.91 | Pulserende gasketel (> 100 kW) | 1163 | kW
5.1.22.10 | 285 | 5.1.22.10 | Stookolieketel - wandmodel (<= 20 kW) | 20 | kW
5.1.22.12 | 286 | 5.1.22.12 | Stookolieketel - wandmodel (> 20 kW) | 1163 | kW
5.1.22.13 | 290 | 5.1.22.13 | Stookolieketel - vloermodel (<= 20 kW) | 20 | kW
5.1.22.14 | 325 | 5.1.22.14 | Stookolieketel - vloermodel (> 20 kW) | 1163 | kW
5.1.22.30 | 345 | 5.1.22.30 | Pulserende stookolieketel (<= 20 kW) | 20 | kW
5.1.22.31 | 380 | 5.1.22.31 | Pulserende stookolieketel (> 20 kW) | 1163 | kW
5.1.23.12 | 400 | 5.1.23.12 | Pelletketel - vloermodel | 10 | kW
5.3.21.99 | 405 | 5.3.21.99 | Ketel - warm water | 650 | kW
5.3.21.98 | 410 | 5.3.21.98 | Ketel - oververhit water | 85 | kW
5.1.21.60 | 415 | 5.1.21.60 | Ketel - thermische olie | 400 | kW
5.1.33.00 | 419 | 5.1.33.00 | Stoomketel - lage druk (<= 0,5 bar) (<= 100 kW) | 10 | kW
5.1.33.02 | 420 | 5.1.33.02 | Stoomketel - lage druk (<= 0,5 bar) (> 100 kW) | 580 | kW
5.1.33.03 | 430 | 5.1.33.03 | Stoomketel - lage druk (<= 0,5 bar) via O.A. | 1 | pcs
5.1.33.08 | 434 | 5.1.33.08 | Stoomketel - hoge druk (> 0,5 bar) (<= 100 kW) | 85 | kW
5.1.33.09 | 435 | 5.1.33.09 | Stoomketel - hoge druk (> 0,5 bar) (> 100 kW) | 580 | kW
5.1.33.04 | 445 | 5.1.33.04 | Stoomketel - hoge druk (> 0,5 bar) via O.A. | 1 | pcs
5.1.33.10 | 450 | 5.1.33.10 | Stoomgenerator | 46 | kW
5.1.21.25 | 455 | 5.1.21.25 | Brander - gas (<= 100 kW) | 75 | kW
5.1.21.26 | 490 | 5.1.21.26 | Brander - gas (> 100 kW) | 1000 | kW
5.1.21.27 | 510 | 5.1.21.27 | Brander - gas via O.A. | 1 | pcs
5.1.22.16 | 515 | 5.1.22.16 | Brander - stookolie (<= 20 kW) | 60 | kW
5.1.22.22 | 550 | 5.1.22.22 | Brander - stookolie (> 20 kW) | 1163 | kW
5.1.22.28 | 570 | 5.1.22.28 | Brander - stookolie via O.A. | 1 | pcs
5.1.22.26 | 575 | 5.1.22.26 | Brander - mixte (<100 kW) | 85 | kW
5.1.22.18 | 610 | 5.1.22.18 | Brander - mixte (> 100 kW) | 1163 | kW
5.1.22.27 | 630 | 5.1.22.27 | Brander - mixte via O.A. | 1 | pcs
5.1.23.15 | 635 | 5.1.23.15 | Brander - biogas (<= 100 kW) | 85 | kW
5.1.23.16 | 670 | 5.1.23.16 | Brander - biogas (> 100 kW) | 1163 | kW
5.1.23.17 | 690 | 5.1.23.17 | Brander - biogas via O.A. | 1 | pcs
5.5.30.80 | 695 | 5.5.30.80 | Platenwisselaar | 50 | kW
5.1.30.00 | 700 | 5.1.30.00 | Buizenwisselaar | 50 | kW
5.5.30.83 | 705 | 5.5.30.83 | Spiraalwisselaar | 50 | kW
5.3.22.35 | 710 | 5.3.22.35 | Zonnecollector systeem | 50 | kW
5.1.41.01 | 715 | 5.1.41.01 | Warmtekrachtkoppeling - gasmotor | 500 | kW
5.1.41.02 | 720 | 5.1.41.02 | Warmtekrachtkoppeling - biogasmotor | 500 | kW
5.1.41.03 | 725 | 5.1.41.03 | Warmtekrachtkoppeling - micro | 10 | kW
5.1.41.04 | 730 | 5.1.41.04 | Warmtekrachtkoppeling - micro met brandstofcel | 10 | kW
5.1.41.05 | 735 | 5.1.41.05 | Brandstofcel | 5 | kW
5.1.41.06 | 740 | 5.1.41.06 | Condensaat - neutralisatiebox | 1 | pcs
5.1.41.07 | 745 | 5.1.41.07 | Cascadecollector | 1 | pcs
5.1.13.12 | 750 | 5.1.13.12 | Kachel - elektrisch | 5 | kW
5.1.13.13 | 755 | 5.1.13.13 | Kachel - gas | 5 | kW
5.1.13.14 | 760 | 5.1.13.14 | Kachel - stookolie | 5 | kW
5.1.13.15 | 765 | 5.1.13.15 | Kachel - hout | 5 | kW
5.1.13.16 | 770 | 5.1.13.16 | Kachel - pellets | 5 | kW
5.1.13.17 | 775 | 5.1.13.17 | Haard - elektrisch | 5 | kW
5.1.13.18 | 780 | 5.1.13.18 | Haard - gas | 5 | kW
5.1.13.19 | 785 | 5.1.13.19 | Haard - hout | 5 | kW
5.1.13.20 | 790 | 5.1.13.20 | Haard - pellets | 5 | kW
5.1.12.01 | 795 | 5.1.12.01 | Gaswarmeluchtgenerator (<= 100 kW) | 85 | kW
5.1.12.02 | 800 | 5.1.12.02 | Gaswarmeluchtgenerator (> 100 kW) | 580 | kW
5.1.11.30 | 840 | 5.1.11.30 | Straler - elektrisch | 10 | kW
5.1.11.31 | 845 | 5.1.11.31 | Straler - gas | 5 | kW
5.1.11.32 | 850 | 5.1.11.32 | Donkerstraler - gas | 5 | kW
5.3.11.01 | 855 | 5.3.11.01 | Water - netwerk -WARM | 500 | m1
5.3.11.03 | 860 | 5.3.11.03 | Water - netwerk - compensator | 1 | pcs
5.3.20.01 | 865 | 5.3.20.01 | Water - expansie - statisch vat | 25 | L
5.3.20.04 | 870 | 5.3.20.04 | Water - expansie - systeem met pomp | 25 | L
5.3.20.09 | 875 | 5.3.20.09 | Water - expansie - systeem met compressor | 100 | L
5.3.20.11 | 880 | 5.3.20.11 | Water - drukregelaar | 1 | pcs
5.3.20.12 | 885 | 5.3.20.12 | Water - collector | 1 | pcs
5.3.20.13 | 890 | 5.3.20.13 | Water - buffervat zonder warmtewisselaar | 750 | L
5.3.20.14 | 895 | 5.3.20.14 | Water - buffervat met warmtewisselaar | 750 | L
5.3.20.15 | 900 | 5.3.20.15 | Water - drukstapontgasser | 1 | pcs
5.3.20.16 | 905 | 5.3.20.16 | Water - microbellenluchtafscheider | 1 | pcs
5.3.20.17 | 910 | 5.3.20.17 | Water - vuilafscheider | 1 | pcs
5.3.20.18 | 915 | 5.3.20.18 | Water - evenwichtsfles | 1 | pcs
5.3.20.19 | 920 | 5.3.20.19 | Water - vacuümbreker | 1 | pcs
5.3.20.20 | 925 | 5.3.20.20 | Water - overdrukventiel | 1 | pcs
5.3.20.21 | 930 | 5.3.20.21 | Water - filter | 1 | pcs
5.3.20.23 | 935 | 5.3.20.23 | Water - vulset | 1 | pcs
5.3.20.24 | 940 | 5.3.20.24 | Water - afsluitkraan | 1 | pcs
5.3.20.25 | 945 | 5.3.20.25 | Water - debietkraan | 1 | pcs
5.3.20.26 | 950 | 5.3.20.26 | Water - regelkraan | 1 | pcs
5.3.20.27 | 955 | 5.3.20.27 | Water - gemotoriseerde kraan | 1 | pcs
5.3.20.28 | 960 | 5.3.20.28 | Water - terugslagklep | 1 | pcs
5.3.20.30 | 965 | 5.3.20.30 | Water - circulator | 100 | m3/h
5.3.20.31 | 980 | 5.3.20.31 | Water - pomp (inline - monobloc) | 20 | m3/h
5.3.20.32 | 995 | 5.3.20.32 | Water - thermometer | 1 | pcs
5.3.20.33 | 1000 | 5.3.20.33 | Water - drukmeter | 1 | pcs
5.3.20.34 | 1005 | 5.3.20.34 | Water - debietmeter | 10 | m3/h
5.3.20.35 | 1010 | 5.3.20.35 | Water - caloriemeter | 1 | pcs
5.3.20.36 | 1015 | 5.3.20.36 | Water - tracing, antivorst bescherming | 1 | pcs
5.3.20.37 | 1020 | 5.3.20.37 | Water - economiser | 1 | pcs
5.3.20.38 | 1025 | 5.3.20.38 | Water - rookgascondensor | 1 | pcs
5.6.20.50 | 1030 | 5.6.20.50 | Stoom - netwerk | 1 | pcs
5.6.20.51 | 1035 | 5.6.20.51 | Stoom - netwerk - compensator | 1 | pcs
5.6.20.01 | 1040 | 5.6.20.01 | Stoom - drukregelaar | 1 | pcs
5.6.20.60 | 1045 | 5.6.20.60 | Stoom - collector | 10 | L
5.6.20.52 | 1050 | 5.6.20.52 | Stoom - spui-installatie | 1 | pcs
5.6.20.53 | 1055 | 5.6.20.53 | Stoom - waterafscheider | 1 | pcs
5.6.20.54 | 1060 | 5.6.20.54 | Stoom - gekoeld staalnamepunt | 1 | pcs
5.6.20.55 | 1065 | 5.6.20.55 | Stoom - kijkglas / magnetisch peilglas | 1 | pcs
5.6.20.56 | 1070 | 5.6.20.56 | Stoom - modulerende niveauregelaar | 1 | pcs
5.6.20.57 | 1075 | 5.6.20.57 | Stoom - vacuümbreker | 1 | pcs
5.6.20.00 | 1080 | 5.6.20.00 | Stoom - overdrukventiel | 1000 | kW
5.6.20.58 | 1085 | 5.6.20.58 | Stoom - condensaatvat | 1 | pcs
5.6.20.59 | 1090 | 5.6.20.59 | Stoom - condensaatfilter | 1 | pcs
5.6.20.61 | 1095 | 5.6.20.61 | Stoom - ontgasser | 1 | pcs
5.6.20.62 | 1100 | 5.6.20.62 | Stoom - condenspot - mechanisch | 1 | pcs
5.6.20.63 | 1105 | 5.6.20.63 | Stoom - condenspot - thermostatisch | 1 | pcs
5.6.20.64 | 1110 | 5.6.20.64 | Stoom - condenspot - thermodynamisch | 1 | pcs
5.6.20.65 | 1115 | 5.6.20.65 | Stoom - afsluitkraan | 1 | pcs
5.6.20.66 | 1120 | 5.6.20.66 | Stoom - debietkraan | 1 | pcs
5.6.20.67 | 1125 | 5.6.20.67 | Stoom - regelkraan | 1 | pcs
5.6.20.68 | 1130 | 5.6.20.68 | Stoom - gemotoriseerde kraan | 1 | pcs
5.6.20.69 | 1135 | 5.6.20.69 | Stoom - circulator | 100 | m3/h
5.6.20.70 | 1150 | 5.6.20.70 | Stoom - pomp (inline - monobloc) | 100 | m3/h
5.6.20.71 | 1165 | 5.6.20.71 | Stoom - thermometer | 1 | pcs
5.6.20.72 | 1170 | 5.6.20.72 | Stoom - drukmeter | 1 | pcs
5.6.20.73 | 1175 | 5.6.20.73 | Stoom - debietmeter | 10 | m3/h
5.6.20.74 | 1180 | 5.6.20.74 | Stoom - economiser | 1 | pcs
5.6.20.75 | 1185 | 5.6.20.75 | Stoom - rookgascondensor | 1 | pcs
5.5.30.92 | 1190 | 5.5.30.92 | Stoom - tracing, antvorst bescherming | 100 | m1
5.1.29.12 | 1195 | 5.1.29.12 | Gekoppelde stookolietanks - Vlaams gewest | 6000 | L
5.1.29.05 | 1200 | 5.1.29.05 | Gastank - bovengronds - Vlaams gewest | 6000 | L
5.1.29.00 | 1205 | 5.1.29.00 | Gastank - ondergronds - Vlaams gewest | 200 | L
5.1.29.13 | 1210 | 5.1.29.13 | Stookolietank bovengronds - Vlaams gewest | 3000 | L
5.1.29.14 | 1215 | 5.1.29.14 | Stookolietank bovengronds beperkt onderzoek | 6000 | L
5.1.29.15 | 1225 | 5.1.29.15 | Stookolietank bovengronds algemeen onderzoek | 25000 | L
5.1.29.16 | 1230 | 5.1.29.16 | Stookolietank ondergronds - Vlaams gewest | 3000 | L
5.1.29.17 | 1235 | 5.1.29.17 | Stookolietank ondergronds beperkt onderzoek | 6000 | L
5.1.29.18 | 1240 | 5.1.29.18 | Stookolietank ondergronds beperkt onderzoek in een waterwingebied of beschermingszone | 6000 | L
5.1.29.19 | 1245 | 5.1.29.19 | Stookolietank ondergronds algemeen onderzoek | 6000 | L
5.1.29.21 | 1250 | 5.1.29.21 | Stookolietank ondergronds algemeen onderzoek in een waterwingebied of beschermingszone | 6000 | L
5.1.29.20 | 1255 | 5.1.29.20 | Stookolie transferpomp - Vlaams gewest | 1 | pcs
9.9.90.19 | 1260 | 9.9.90.19 | Overvulbeveiliging - Vlaams gewest | 1 | pcs
9.9.90.06 | 1265 | 9.9.90.06 | Lekdetectie - Vlaams gewest | 1 | pcs
9.9.90.07 | 1270 | 9.9.90.07 | Niveaudetectie - Vlaams gewest | 1 | pcs
9.9.90.20 | 1275 | 9.9.90.20 | Kathodische bescherming - Vlaams gewest | 1 | pcs
5.1.29.51 | 1280 | 5.1.29.51 | Overdrukbeveiliging - Vlaams gewest | 1 | pcs
5.1.29.50 | 1285 | 5.1.29.50 | Ontluchtingssysteem - Vlaams gewest | 1 | pcs
5.1.29.11 | 1290 | 5.1.29.11 | Gekoppelde stookolietanks - Waals gewest | 12000 | L
5.1.29.06 | 1295 | 5.1.29.06 | Gastank - bovengronds - Waals gewest | 6000 | L
5.1.29.01 | 1300 | 5.1.29.01 | Gastank - ondergronds - Waals gewest | 6000 | L
5.1.29.26 | 1305 | 5.1.29.26 | Stookolietank bovengronds - Waals gewest < 3000 L | 2000 | L
5.1.29.27 | 1310 | 5.1.29.27 | Stookolietank bovengronds - Waals gewest >= 3000 L < 25000 L | 12000 | L
5.1.29.28 | 1315 | 5.1.29.28 | Stookolietank bovengronds - Waals gewest > 25000 L | 25000 | L
5.1.29.08 | 1320 | 5.1.29.08 | Stookolietank ondergronds - Waals gewest < 3000 L | 3000 | L
5.1.29.22 | 1325 | 5.1.29.22 | Stookolietank ondergronds - Enkelwandig (tank tussen 10 en 20 jaar oud) | 12000 | L
5.1.29.23 | 1330 | 5.1.29.23 | Stookolietank ondergronds - Enkelwandig (tank tussen 20 en 30 jaar oud) | 12000 | L
5.1.29.24 | 1335 | 5.1.29.24 | Stookolietank ondergronds - Enkelwandig (tank meer dan 30 jaar oud) | 12000 | L
5.1.29.25 | 1340 | 5.1.29.25 | Stookolietank ondergronds - Dubbelwandig | 12000 | L
5.1.29.09 | 1345 | 5.1.29.09 | Stookolietank ondergronds - Waals gewest > 25000 L | 25000 | L
5.1.29.03 | 1350 | 5.1.29.03 | Stookolie transferpomp - Waals gewest | 1 | pcs
5.1.29.33 | 1355 | 5.1.29.33 | Overvulbeveiliging - Waals gewest | 1 | pcs
5.1.29.34 | 1360 | 5.1.29.34 | Lekdetectie - Waals gewest | 1 | pcs
5.1.29.35 | 1365 | 5.1.29.35 | Niveaudetectie - Waals gewest | 1 | pcs
5.1.29.36 | 1370 | 5.1.29.36 | Kathodische bescherming - Waals gewest | 1 | pcs
5.1.29.37 | 1375 | 5.1.29.37 | Overdrukbeveiliging - Waals gewest | 1 | pcs
5.1.29.38 | 1380 | 5.1.29.38 | Ontluchtingssysteem - Waals gewest | 1 | pcs
5.1.29.39 | 1385 | 5.1.29.39 | Gekoppelde stookolietanks - Waals gewest | 1 | pcs
5.1.29.07 | 1390 | 5.1.29.07 | Gastank - bovengronds - Brussels gewest | 12000 | L
5.1.29.02 | 1395 | 5.1.29.02 | Gastank - ondergronds -Brussels gewest | 12000 | L
5.1.29.40 | 1400 | 5.1.29.40 | Stookolietank bovengronds - Brussels gewest <= 3000 L | 2000 | L
5.1.29.41 | 1405 | 5.1.29.41 | Stookolietank ondergronds - Brussels gewest <= 3000 L | 2000 | L
5.1.29.48 | 1410 | 5.1.29.48 | Stookolietank bovengronds - Brussels gewest > 3000 L | 12000 | L
5.1.29.49 | 1415 | 5.1.29.49 | Stookolietank ondergronds - Brussels gewest > 3000 L | 12000 | L
5.1.29.04 | 1420 | 5.1.29.04 | Stookolie transferpomp - Brussels gewest | 1 | pcs
5.1.29.42 | 1425 | 5.1.29.42 | Overvulbeveiliging - Brussels gewest | 1 | pcs
5.1.29.43 | 1430 | 5.1.29.43 | Lekdetectie - Brussels gewest | 1 | pcs
5.1.29.44 | 1435 | 5.1.29.44 | Niveaudetectie - Brussels gewest | 1 | pcs
5.1.29.45 | 1440 | 5.1.29.45 | Kathodische bescherming - Brussels gewest | 1 | pcs
5.1.29.46 | 1445 | 5.1.29.46 | Overdrukbeveiliging - Brussels gewest | 1 | pcs
5.1.29.47 | 1450 | 5.1.29.47 | Ontluchtingssysteem - Brussels gewest | 1 | pcs
5.7.70.66 | 1455 | 5.7.70.66 | Warmtepomp - WARM | 1 | pcs
5.5.13.62 | 1465 | 5.5.13.62 | Bedieningsbord (regeling) - WARM | 1 | pcs
5.5.11.00 | 1500 | 5.5.11.00 | Raamkoeler | 5 | kW
5.5.12.48 | 1505 | 5.5.12.48 | Mobiele koeler | 5 | kW
5.5.12.64 | 1510 | 5.5.12.64 | Wandkoeler | 10 | kW
5.4.21.52 | 1520 | 5.4.21.52 | Klimaatkast met directe expansie - KOUD | 30 | kW
5.4.21.53 | 1540 | 5.4.21.53 | Klimaatkast met directe expansie + bevochtiger - KOUD | 30 | kW
5.5.12.39 | 1555 | 5.5.12.39 | Split systeem - buitenunit | 5 | kW
5.5.12.41 | 1560 | 5.5.12.41 | Split systeem - binnenunit - vloermodel | 5 | kW
5.5.12.42 | 1565 | 5.5.12.42 | Split systeem - binnenunit - wandmodel | 5 | kW
5.5.12.47 | 1570 | 5.5.12.47 | Split systeem - binnenunit - plafondmodel | 5 | kW
5.5.12.46 | 1575 | 5.5.12.46 | Split systeem - binnenunit - met kanalen in plafond | 5 | kW
5.5.12.49 | 1580 | 5.5.12.49 | Multisplit - buitenunit | 5 | kW
5.5.12.61 | 1585 | 5.5.12.61 | Multisplit - binnenunit - vloermodel | 10 | kW
5.5.12.62 | 1590 | 5.5.12.62 | Multisplit - binnenunit - wandmodel | 10 | kW
5.5.12.65 | 1595 | 5.5.12.65 | Multisplit - binnenunit - plafondmodel | 10 | kW
5.5.12.63 | 1600 | 5.5.12.63 | Multisplit - binnenunit - met kanalen in plafond | 10 | kW
5.5.12.66 | 1605 | 5.5.12.66 | VRV/VRF - buitenunit | 10 | kW
5.5.12.67 | 1610 | 5.5.12.67 | VRV/VRF - binnenunit - vloermodel | 10 | kW
5.5.12.68 | 1615 | 5.5.12.68 | VRV/VRF - binnenunit - wandmodel | 10 | kW
5.5.12.69 | 1620 | 5.5.12.69 | VRV/VRF - binnenunit - plafondmodel | 10 | kW
5.5.12.70 | 1625 | 5.5.12.70 | VRV/VRF - binnenunit - met kanalen in plafond | 10 | kW
5.5.13.56 | 1630 | 5.5.13.56 | Warmtepomp - buitenunit | 5 | kW
5.5.13.57 | 1635 | 5.5.13.57 | Warmtepomp lucht/lucht - binnenunit - vloermodel | 10 | kW
5.5.13.58 | 1640 | 5.5.13.58 | Warmtepomp lucht/lucht - binnenunit - wandmodel | 10 | kW
5.5.13.59 | 1645 | 5.5.13.59 | Warmtepomp lucht/lucht - binnenunit - plafondmodel | 10 | kW
5.5.13.60 | 1650 | 5.5.13.60 | Warmtepomp lucht/lucht - binnenunit - met kanalen in plafond | 10 | kW
5.5.30.86 | 1685 | 5.5.30.86 | Koelmachine (ijswater) - luchtgekoeld | 600 | kW
5.5.30.89 | 1705 | 5.5.30.89 | Koelmachine (ijswater) - luchtgekoeld via O.A. | 1 | pcs
5.5.30.96 | 1740 | 5.5.30.96 | Koelmachine (ijswater) - watergekoeld | 600 | kW
5.5.30.87 | 1760 | 5.5.30.87 | Koelmachine (ijswater) - watergekoeld via O.A. | 1 | pcs
5.5.30.88 | 1765 | 5.5.30.88 | Koelmachine (ijswater) - koelcircuit | 10 | kW
5.5.22.00 | 1770 | 5.5.22.00 | Koelmachine - absorptie | 10 | kW
5.5.21.04 | 1775 | 5.5.21.04 | Koelmachine - ammoniak | 20 | kW
5.5.21.22 | 1780 | 5.5.21.22 | Condensor - luchtgekoeld (Dry cooler) (<= 12 kW; > 5 ton CO2 eq. <= 50 ton CO2 eq) | 8 | kW
5.5.21.23 | 1805 | 5.5.21.23 | Condensor - luchtgekoeld (Dry cooler) (> 12 kW; > 5 ton CO2 eq. <= 50 ton CO2 eq) | 250 | kW
5.5.21.34 | 1816 | 5.5.21.34 | Condensor - luchtgekoeld (Dry cooler) (> 12 kW; > 50 ton CO2 eq.) | 250 | kW
5.5.21.48 | 1819 | 5.5.21.48 | Open Condensor - watergekoeld (<= 12 kW; > 5 ton CO2 eq. <= 50 ton CO2 eq) | 8 | kW
5.5.21.49 | 1825 | 5.5.21.49 | Open Condensor - watergekoeld (> 12 kW; > 5 ton CO2 eq. <= 50 ton CO2 eq) | 250 | kW
5.5.21.50 | 1836 | 5.5.21.50 | Open Condensor - watergekoeld (> 12 kW; > 50 ton CO2 eq. <= 500 ton CO2 eq) | 250 | kW
5.5.21.51 | 1839 | 5.5.21.51 | Gesloten Condensor - watergekoeld (<= 12 kW; > 5 ton CO2 eq. <= 50 ton CO2 eq) | 8 | kW
5.5.21.52 | 1845 | 5.5.21.52 | Gesloten Condensor - watergekoeld (> 12 kW; > 5 ton CO2 eq. <= 50 ton CO2 eq) | 250 | kW
5.5.21.53 | 1856 | 5.5.21.53 | Gesloten Condensor - watergekoeld (> 12 kW; > 50 ton CO2 eq. <= 500 ton CO2 eq) | 250 | kW
5.5.21.10 | 1865 | 5.5.21.10 | Koeltoren - open | 500 | kW
5.5.21.12 | 1880 | 5.5.21.12 | Koeltoren - open via O.A. | 1 | pcs
5.5.21.11 | 1890 | 5.5.21.11 | Koeltoren - gesloten | 500 | kW
5.5.21.13 | 1905 | 5.5.21.13 | Koeltoren - gesloten via O.A. | 1 | pcs
5.5.21.14 | 1910 | 5.5.21.14 | Koeltoren - hybride | 480 | kW
7.3.12.51 | 1915 | 7.3.12.51 | Koelcel | 10 | kW
7.3.12.52 | 1920 | 7.3.12.52 | Koelcel - koelcircuit | 22 | kW
7.3.12.53 | 1925 | 7.3.12.53 | Koelcel - binnenunit (verdamper) | 10 | kW
7.3.12.57 | 1930 | 7.3.12.57 | Vriescel | 15 | kW
7.3.12.58 | 1935 | 7.3.12.58 | Vriescel - koelcircuit | 10 | kW
7.3.12.59 | 1940 | 7.3.12.59 | Vriescel - binnenunit (verdamper) | 10 | kW
5.3.11.01 | 1945 | 5.3.11.01 | Water - netwerk - KOUD | 500 | m1
5.3.11.03 | 1950 | 5.3.11.03 | Water - netwerk - compensator | 1 | pcs
5.3.20.01 | 1955 | 5.3.20.01 | Water - expansie - statisch vat | 25 | L
5.3.20.04 | 1960 | 5.3.20.04 | Water - expansie - systeem met pomp | 25 | L
5.3.20.09 | 1965 | 5.3.20.09 | Water - expansie - systeem met compressor | 100 | L
5.3.20.11 | 1970 | 5.3.20.11 | Water - drukregelaar | 1 | pcs
5.3.20.12 | 1975 | 5.3.20.12 | Water - collector | 1 | pcs
5.3.20.13 | 1980 | 5.3.20.13 | Water - buffervat zonder warmtewisselaar | 750 | L
5.3.20.14 | 1985 | 5.3.20.14 | Water - buffervat met warmtewisselaar | 750 | L
5.3.20.15 | 1990 | 5.3.20.15 | Water - drukstapontgasser | 1 | pcs
5.3.20.16 | 1995 | 5.3.20.16 | Water - microbellenluchtafscheider | 1 | pcs
5.3.20.17 | 2000 | 5.3.20.17 | Water - vuilafscheider | 1 | pcs
5.3.20.18 | 2005 | 5.3.20.18 | Water - evenwichtsfles | 1 | pcs
5.3.20.19 | 2010 | 5.3.20.19 | Water - vacuümbreker | 1 | pcs
5.3.20.20 | 2015 | 5.3.20.20 | Water - overdrukventiel | 1 | pcs
5.3.20.21 | 2020 | 5.3.20.21 | Water - filter | 1 | pcs
5.3.20.23 | 2025 | 5.3.20.23 | Water - vulset | 1 | pcs
5.3.20.24 | 2030 | 5.3.20.24 | Water - afsluitkraan | 1 | pcs
5.3.20.25 | 2035 | 5.3.20.25 | Water - debietkraan | 1 | pcs
5.3.20.26 | 2040 | 5.3.20.26 | Water - regelkraan | 1 | pcs
5.3.20.27 | 2045 | 5.3.20.27 | Water - gemotoriseerde kraan | 1 | pcs
5.3.20.28 | 2050 | 5.3.20.28 | Water - terugslagklep | 1 | pcs
5.3.20.30 | 2055 | 5.3.20.30 | Water - circulator | 100 | m3/h
5.3.20.31 | 2070 | 5.3.20.31 | Water - pomp (inline - monobloc) | 20 | m3/h
5.3.20.32 | 2085 | 5.3.20.32 | Water - thermometer | 1 | pcs
5.3.20.33 | 2090 | 5.3.20.33 | Water - drukmeter | 1 | pcs
5.3.20.34 | 2095 | 5.3.20.34 | Water - debietmeter | 10 | m3/h
5.3.20.35 | 2100 | 5.3.20.35 | Water - caloriemeter | 1 | pcs
5.3.20.36 | 2105 | 5.3.20.36 | Water - tracing, antivorst bescherming | 1 | pcs
5.1.54.00 | 2110 | 5.1.54.00 | Koude-warmteopslag (KWO) | 500 | kW
5.5.13.61 | 2115 | 5.5.13.61 | Warmtepomp - KOUD | 500 | kW
5.7.70.67 | 2125 | 5.7.70.67 | Bedieningsbord (regeling) Koud | 1 | pcs
5.6.11.00 | 2200 | 5.6.11.00 | Radiator | 250 | W
5.6.12.00 | 2205 | 5.6.12.00 | Convector | 250 | W
5.7.71.40 | 2210 | 5.7.71.40 | Ventiloconvector wandmodel | 1 | pcs
5.7.71.41 | 2215 | 5.7.71.41 | Ventiloconvector vloermodel | 1 | pcs
5.7.71.42 | 2220 | 5.7.71.42 | Ventiloconvector cassettemodel | 1 | pcs
5.7.71.43 | 2225 | 5.7.71.43 | Ventiloconvector In plafond kanaliseerbaar | 1 | pcs
5.7.71.45 | 2230 | 5.7.71.45 | Ejectoconvector | 5 | kW
5.7.71.50 | 2235 | 5.7.71.50 | Statische klimaatbalk | 1 | pcs
5.7.71.51 | 2240 | 5.7.71.51 | Dynamische klimaatbalk | 1 | pcs
5.7.61.01 | 2245 | 5.7.61.01 | Klimaatplafond | 1 | pcs
5.6.13.05 | 2250 | 5.6.13.05 | Vloerverwarming | 250 | W
5.7.61.11 | 2255 | 5.7.61.11 | Luchtverhitter | 18 | kW
5.7.61.12 | 2260 | 5.7.61.12 | Luchtverhitter op hoogte | 40 | kW
5.7.61.21 | 2265 | 5.7.61.21 | Warmeluchtgordijn | 1500 | m3/h
5.7.71.80 | 2270 | 5.7.71.80 | Verwarmingsbatterij | 25000 | m3/h
5.7.70.62 | 2275 | 5.7.70.62 | Luchtroosters | 1 | pcs
5.7.71.70 | 2400 | 5.7.71.70 | Ventilatie Type A - natuurlijke toevoer, natuurlijke afvoer | 10000 | m3/h
5.7.71.71 | 2405 | 5.7.71.71 | Ventilatie Type B - mechanische toevoer, natuurlijke afvoer | 10000 | m3/h
5.7.71.72 | 2410 | 5.7.71.72 | Ventilatie Type C - natuurlijke toevoer, mechanische afvoer | 10000 | m3/h
5.7.71.73 | 2415 | 5.7.71.73 | Ventilatie Type D - mechanische toevoer, mechanische afvoer | 10000 | m3/h
5.7.71.74 | 2420 | 5.7.71.74 | Boxventilator | 10000 | m3/h
5.7.71.75 | 2425 | 5.7.71.75 | Badkamerventilator | 1500 | m3/h
5.7.71.76 | 2430 | 5.7.71.76 | Kanaalventilator | 1500 | m3/h
5.7.71.77 | 2435 | 5.7.71.77 | Muurventilator | 1500 | m3/h
5.7.71.78 | 2440 | 5.7.71.78 | Plafondventilator | 1500 | m3/h
5.7.31.10 | 2445 | 5.7.31.10 | Dakextractor | 10000 | m3/h
5.7.71.78 | 2455 | 5.7.71.78 | Destratificator | 1500 | m3/h
5.7.71.91 | 2470 | 5.7.71.91 | PG 2 batt. zonder bevochtiger | 25000 | m3/h
5.7.71.92 | 2495 | 5.7.71.92 | PG 2 batt. met bevochtiger | 25000 | m3/h
5.7.71.90 | 2520 | 5.7.71.90 | PG 3 batt. zonder bevochtiger | 25000 | m3/h
5.7.71.36 | 2545 | 5.7.71.36 | PG 3 batt. met bevochtiger | 25000 | m3/h
5.7.71.93 | 2570 | 5.7.71.93 | PG 2 batt. met amazone bevochtiger | 25000 | m3/h
5.5.12.40 | 2605 | 5.5.12.40 | PG directe ontspan. + 1 bat. water / elek. | 25000 | m3/h
5.7.71.95 | 2625 | 5.7.71.95 | PG 1 verwarmingsbatt. + filter | 25000 | m3/h
5.7.71.96 | 2650 | 5.7.71.96 | PG 1 koude batterij + filter | 25000 | m3/h
5.7.71.81 | 2670 | 5.7.71.81 | EG zonder menging | 10000 | m3/h
5.7.71.85 | 2690 | 5.7.71.85 | EG met menging | 75000 | m3/h
5.7.71.84 | 2710 | 5.7.71.84 | EG met menging en luchtfilters | 25000 | m3/h
5.7.71.83 | 2735 | 5.7.71.83 | EG met menging en warmterecuperatie | 25000 | m3/h
5.7.71.82 | 2760 | 5.7.71.82 | EG met menging, warmterecup. en filters | 25000 | m3/h
5.7.71.69 | 2785 | 5.7.71.69 | Geheel van de luchtbehandelingsgroepen | 25000 | m3/h
5.7.70.10 | 2805 | 5.7.70.10 | Stoombevochtiger | 1 | # of devices
5.7.70.94 | 2815 | 5.7.70.94 | Roof-top(18-62kW)+verw.batt. water/elek. | 14000 | m3/h
5.7.70.92 | 2820 | 5.7.70.92 | Roof-top(65-150kW)+verw.batt. water/elek. | 25000 | m3/h
5.7.70.95 | 2825 | 5.7.70.95 | Roof-top(18-62kW)+ ingeb. gasketel | 14000 | m3/h
5.7.70.93 | 2830 | 5.7.70.93 | Roof-top(65-150kW)+ ingeb. gasketel | 25000 | m3/h
5.7.70.91 | 2835 | 5.7.70.91 | Roof-top(8-15 kW) omkeerb.+elek. batt. | 3500 | m3/h
5.8.11.20 | 2840 | 5.8.11.20 | Frequentieregelaar LBK | 1000 | kW
5.7.71.86 | 2850 | 5.7.71.86 | EG - extractiegroep (Component) | 25000 | m3/h
5.7.71.94 | 2855 | 5.7.71.94 | PG - pulsiegroep (Component) | 20000 | m3/h
5.7.71.68 | 2860 | 5.7.71.68 | EPG - luchtbehandelingsgroep (Component) | 25000 | m3/h
5.7.70.08 | 2865 | 5.7.70.08 | Buitenrooster (Component) | 25000 | m3/h
5.3.23.18 | 3435 | 5.3.23.18 | Warm water - terugslagklep | 1 | pcs
5.7.70.50 | 2875 | 5.7.70.50 | Plenum (Component) | 25000 | m3/h
5.7.70.52 | 2880 | 5.7.70.52 | Filtersectie (Component) | 25000 | m3/h
5.7.70.53 | 2885 | 5.7.70.53 | Lucht mengsectie (Component) | 25000 | m3/h
5.7.70.54 | 2890 | 5.7.70.54 | Ventilatorsectie - directe aandrijving (Component) | 25000 | m3/h
5.7.70.55 | 2895 | 5.7.70.55 | Ventilatorsectie - indirecte aandrijving (Component) | 25000 | m3/h
5.7.70.02 | 2900 | 5.7.70.02 | Voorverwarming - batterij met water (Component) | 25000 | m3/h
5.7.70.03 | 2905 | 5.7.70.03 | Voorverwarming - batterij met koelmiddel (Component) | 25000 | m3/h
5.7.70.04 | 2910 | 5.7.70.04 | Voorverwarming - elektrische batterij (Component) | 25000 | m3/h
5.7.70.32 | 2915 | 5.7.70.32 | Koeling - batterij met ijswater (Component) | 25000 | m3/h
5.7.70.33 | 2920 | 5.7.70.33 | Koeling - batterij directe expansie (Component) | 25000 | m3/h
5.7.70.34 | 2925 | 5.7.70.34 | Naverwarming - batterij met water (Component) | 25000 | m3/h
5.7.70.35 | 2930 | 5.7.70.35 | Naverwarming - batterij met koelmiddel (Component) | 25000 | m3/h
5.7.70.36 | 2935 | 5.7.70.36 | Naverwarming - elektrische batterij (Component) | 25000 | m3/h
5.7.70.22 | 2940 | 5.7.70.22 | Recuperatie - heatpipe (koelmiddel) (Component) | 25000 | m3/h
5.7.70.23 | 2945 | 5.7.70.23 | Recuperatie - glycolbatterij (twin coil) (Component) | 25000 | m3/h
5.7.70.24 | 2950 | 5.7.70.24 | Recuperatie - kruiswisselaar (Component) | 25000 | m3/h
5.7.70.25 | 2955 | 5.7.70.25 | Recuperatie - warmtewiel (Component) | 25000 | m3/h
5.7.70.26 | 2960 | 5.7.70.26 | Bevochtiging - sproei- en adiabatisch bevochtiger (Component) | 25000 | m3/h
5.7.70.27 | 2965 | 5.7.70.27 | Bevochtiging - centrale stoombevochting (Component) | 25000 | m3/h
5.7.70.28 | 2970 | 5.7.70.28 | Bevochtiging - autonome stoombevochtiger (Component) | 25000 | m3/h
5.7.70.29 | 2975 | 5.7.70.29 | Bevochtiging - ultrasone bevochtiger (Component) | 25000 | m3/h
5.7.11.11 | 2980 | 5.7.11.11 | Rook en warmteafvoer systeem (RWA) | 25000 | m3/h
5.7.21.10 | 2985 | 5.7.21.10 | Ventilatoren - axiale ventilator | 10000 | m3/h
5.7.21.09 | 2990 | 5.7.21.09 | Ventilatoren - centrifugaal ventilator | 25000 | m3/h
5.7.21.05 | 2995 | 5.7.21.05 | Ventilatoren - dakventilator | 25000 | m3/h
5.7.21.06 | 3000 | 5.7.21.06 | Ventilatoren - boxventilator | 25000 | m3/h
5.7.21.07 | 3005 | 5.7.21.07 | Ventilatoren - inductieventilator | 25000 | m3/h
5.7.21.08 | 3010 | 5.7.21.08 | Ventilatoren - impuls, stuwventilator | 25000 | m3/h
5.7.11.06 | 3015 | 5.7.11.06 | Rookscherm | 1 | pcs
5.7.11.07 | 3020 | 5.7.11.07 | Brandscherm | 1 | pcs
5.7.11.08 | 3025 | 5.7.11.08 | Natuurlijke verluchter - dakuitvoering | 1 | pcs
5.7.11.09 | 3030 | 5.7.11.09 | Natuurlijke verluchter - wandversie | 1 | pcs
5.7.70.70 | 3035 | 5.7.70.70 | Luchtkanalen | 100 | m1
6.5.13.20 | 6825 | 6.5.13.20 | Sprinkler - alarmklep | 1 | pcs
5.7.70.59 | 2870 | 5.7.70.59 | Kleppenregister (Component) | 25000 | m3/h
5.7.70.14 | 3075 | 5.7.70.14 | Kleppen - variabel volumeregelaar (VAV) | 1 | pcs
5.7.70.73 | 3055 | 5.7.70.73 | Brandwerend rooster | 1 | pcs
5.5.12.51 | 3070 | 5.5.12.51 | Kleppen - regelklep | 5000 | m3/h
5.7.70.58 | 3060 | 5.7.70.58 | Kleppen - kleppenregister | 1 | pcs
5.5.12.50 | 3065 | 5.5.12.50 | Kleppen - iris regelklep | 5000 | m3/h
5.7.70.15 | 3080 | 5.7.70.15 | Kleppen - constant volumeregelaar (CAV) | 1 | pcs
6.5.13.38 | 6920 | 6.5.13.38 | Gemotoriseerde brandklep | 1 | pcs
5.7.70.44 | 3085 | 5.7.70.44 | Geluiddemper | 1 | pcs
5.7.70.43 | 3090 | 5.7.70.43 | Filterbox | 1 | pcs
5.7.70.68 | 3095 | 5.7.70.68 | Bedieningsbord (regeling) Vent | 1 | pcs
5.4.11.12 | 3150 | 5.4.11.12 | Gasvoorziening (mano, regelaar, leiding, filters etc) | 1 | pcs
5.3.20.06 | 3200 | 5.3.20.06 | Geheel van de sanitaire toestellen - standaard | 100 | m1
7.4.11.00 | 3205 | 7.4.11.00 | Urinoir | 1 | pcs
7.4.11.05 | 3210 | 7.4.11.05 | Toilet | 1 | pcs
7.4.11.14 | 3215 | 7.4.11.14 | Lavabo | 1 | pcs
7.4.11.12 | 3220 | 7.4.11.12 | Uitgietbak | 1 | pcs
7.4.11.20 | 3225 | 7.4.11.20 | Douche | 1 | pcs
7.4.11.21 | 3230 | 7.4.11.21 | Bad | 1 | pcs
5.3.20.07 | 3235 | 5.3.20.07 | Geheel van de sanitaire toestellen - speciaal | 100 | m1
7.4.11.01 | 3240 | 7.4.11.01 | Urinoir - collectief | 1 | pcs
7.4.11.06 | 3245 | 7.4.11.06 | Hangtoilet | 1 | pcs
7.4.11.07 | 3250 | 7.4.11.07 | Wastrog (lavabo) | 1 | pcs
7.4.11.19 | 3255 | 7.4.11.19 | Douche - collectief | 1 | pcs
7.4.11.23 | 3260 | 7.4.11.23 | Jacuzzi | 1 | pcs
9.9.90.23 | 3265 | 9.9.90.23 | Handendroger | 1 | pcs
9.9.90.13 | 3270 | 9.9.90.13 | Haardroger | 1 | pcs
9.9.90.24 | 3275 | 9.9.90.24 | Zeepdispenser | 1 | pcs
9.9.90.25 | 3280 | 9.9.90.25 | Toiletpapier dispenser | 1 | pcs
9.9.90.26 | 3285 | 9.9.90.26 | Handpapier dispenser | 1 | pcs
9.9.90.27 | 3290 | 9.9.90.27 | Thermostatisch mengventiel | 1 | pcs
5.2.16.13 | 3295 | 5.2.16.13 | Bronpomp | 1 | pcs
5.3.14.11 | 3300 | 5.3.14.11 | Drukverhogingsgroep (hydrofoorgroep) | 1 | pcs
5.2.16.15 | 3305 | 5.2.16.15 | Dieselpomp | 1 | pcs
5.3.20.03 | 3310 | 5.3.20.03 | Warm water - collector | 1 | pcs
5.6.01.01 | 3315 | 5.6.01.01 | Warm water - circulator | 200 | m3/h
5.3.20.39 | 3335 | 5.3.20.39 | Warm water - pomp (inline - monobloc) | 200 | m3/h
5.3.21.01 | 3345 | 5.3.21.01 | Warm water - doorstromer elektrisch | 13 | l/min
5.3.21.03 | 3350 | 5.3.21.03 | Warm water - doorstromer gas | 13 | l/min
5.3.20.40 | 3360 | 5.3.20.40 | Warm water - elektrische boiler | 500 | L
5.3.21.08 | 3370 | 5.3.21.08 | Warm water - gasboiler | 500 | L
5.3.21.09 | 3375 | 5.3.21.09 | Warm water - boiler indirect gestookt | 500 | L
5.3.22.31 | 3380 | 5.3.22.31 | Warm water - zonneboiler | 500 | L
5.3.23.00 | 3385 | 5.3.23.00 | Warm water - platenwisselaar | 15 | kW
5.3.23.01 | 3390 | 5.3.23.01 | Warm water - buizenwisselaar | 15 | kW
5.3.23.02 | 3395 | 5.3.23.02 | Warm water - spiraalwisselaar | 15 | kW
5.3.23.11 | 3400 | 5.3.23.11 | Warm water - buffervat | 150 | L
5.3.23.12 | 3405 | 5.3.23.12 | Warm water - netwerk | 1 | pcs
5.3.23.13 | 3410 | 5.3.23.13 | Warm water - drukregelaar | 1 | pcs
5.3.23.14 | 3415 | 5.3.23.14 | Warm water - overdrukventiel | 1 | pcs
5.3.23.15 | 3420 | 5.3.23.15 | Warm water - afsluitkraan | 1 | pcs
5.3.23.16 | 3425 | 5.3.23.16 | Warm water - regelkraan | 1 | pcs
5.3.23.17 | 3430 | 5.3.23.17 | Warm water - kraan | 1 | pcs
5.7.70.71 | 3040 | 5.7.70.71 | Brandklep - vlinderklep | 1 | pcs
5.3.23.19 | 3440 | 5.3.23.19 | Warm water - thermometer | 1 | pcs
5.3.23.20 | 3445 | 5.3.23.20 | Warm water - drukmeter | 1 | pcs
5.3.23.21 | 3450 | 5.3.23.21 | Warm water - debietmeter | 1 | pcs
5.3.52.00 | 3600 | 5.3.52.00 | Waterverzachter | 20 | m3/h
5.3.52.01 | 3605 | 5.3.52.01 | Waterverzachter duplex | 20 | m3/h
5.3.52.03 | 3610 | 5.3.52.03 | Behandeld water - dieselpomp | 20 | m3/h
5.3.52.04 | 3615 | 5.3.52.04 | Behandeld water - circulator | 20 | m3/h
5.3.52.05 | 3630 | 5.3.52.05 | Behandeld water - pomp (inline - monobloc) | 20 | m3/h
5.3.52.06 | 3645 | 5.3.52.06 | Doseerpomp | 1 | pcs
5.3.52.07 | 3650 | 5.3.52.07 | Wateranalyse systeem | 1 | pcs
5.3.52.08 | 3655 | 5.3.52.08 | Reservoir | 1 | pcs
5.3.52.09 | 3660 | 5.3.52.09 | Patroonfilter | 1 | pcs
5.3.52.10 | 3665 | 5.3.52.10 | Carbonisatiefilter | 1 | pcs
5.3.52.11 | 3670 | 5.3.52.11 | Actieve koolfilter | 1 | pcs
5.3.52.12 | 3675 | 5.3.52.12 | Drukfilter | 1 | pcs
5.3.51.10 | 3680 | 5.3.51.10 | Zandfilter | 1 | pcs
5.7.70.40 | 3685 | 5.7.70.40 | Uv-desinfectie | 1 | pcs
5.3.52.13 | 3690 | 5.3.52.13 | Demineralisatie installatie | 1 | pcs
5.3.52.14 | 3695 | 5.3.52.14 | Omgekeerde osmose installatie | 1 | pcs
5.3.52.15 | 3700 | 5.3.52.15 | Zoutelektrolyse installatie | 1 | pcs
5.3.52.17 | 3705 | 5.3.52.17 | Waterzuiveringsinstallatie | 1 | pcs
5.3.52.18 | 3710 | 5.3.52.18 | Industriële centrifugaalpompen | 150 | m3/h
5.3.52.19 | 3715 | 5.3.52.19 | Beweegbare bodem zwembad | 160 | m2
5.3.52.20 | 3720 | 5.3.52.20 | Voorfilters | 1 | pcs
5.3.52.21 | 3725 | 5.3.52.21 | Vuilwaterbuffervat | 750 | L
5.3.52.22 | 3730 | 5.3.52.22 | Buffertank | 750 | L
5.3.52.23 | 3735 | 5.3.52.23 | Doseerautomaat pH & Cl | 1 | pcs
9.0.99.15 | 3800 | 9.0.99.15 | Bacteriologische wateranalyse | 1 | pcs
9.0.99.22 | 3850 | 9.0.99.22 | Analyse verwarmings- en koelingswater | 1 | pcs
9.0.99.16 | 3900 | 9.0.99.16 | Analyse van vaste stoffen | 1 | pcs
9.0.99.17 | 3950 | 9.0.99.17 | Forfaitaire prijs voor verplaatsing/bemonstering | 1 | pcs
9.0.99.18 | 4000 | 9.0.99.18 | Olieanalyse transformator | 1 | pcs
9.0.99.19 | 4050 | 9.0.99.19 | Olieanalyse koelgroep | 1 | pcs
9.0.99.20 | 4100 | 9.0.99.20 | Noodstroom generator: Koelwater monster afname en analyse | 1 | pcs
9.0.99.21 | 4150 | 9.0.99.21 | Noodstroom generator: Smeerolie monster afname en analyse | 1 | pcs
9.0.99.10 | 4200 | 9.0.99.10 | Maandelijkse wateranalyse zwembad | 1 | pcs
9.0.99.11 | 4250 | 9.0.99.11 | Dagelijkse wateranalyse zwembad (5d/7) | 1 | pcs
9.0.99.12 | 4300 | 9.0.99.12 | Dagelijkse wateranalyse zwembad (7d/7) | 1 | pcs
9.0.99.23 | 4350 | 9.0.99.23 | Bacteriologische luchtanalyse | 1 | pcs
5.2.21.00 | 4700 | 5.2.21.00 | Dompelpomp regenwater | 1000 | L
5.2.16.14 | 4750 | 5.2.16.14 | Regenwaterpomp | 150 | m3/h
5.2.12.00 | 4800 | 5.2.12.00 | Regenwaterput (reservoir) | 10 | m3
5.2.12.02 | 4850 | 5.2.12.02 | Regenwaterinfiltratieput | 1 | pcs
5.2.12.10 | 4900 | 5.2.12.10 | Regenwaterafvoer netwerk | 100 | m1
5.2.26.00 | 4950 | 5.2.26.00 | Dompelpomp fecaliën | 1 | pcs
5.2.26.02 | 5000 | 5.2.26.02 | Fecaliënpomp | 1 | pcs
5.2.21.10 | 5050 | 5.2.21.10 | Fecaliënafvoer netwerk | 100 | m1
5.2.32.20 | 5100 | 5.2.32.20 | Dompelpomp afvalwater | 1 | pcs
5.2.32.21 | 5150 | 5.2.32.21 | Afvalwaterpomp | 1 | pcs
5.2.32.00 | 5200 | 5.2.32.00 | Olie- en benzineafscheider | 50 | L
5.2.32.10 | 5250 | 5.2.32.10 | Vetafscheider- Afvalwater | 50 | L
5.2.32.45 | 5300 | 5.2.32.45 | Afvalwater afvoernetwerk | 10 | m1
5.3.52.16 | 5350 | 5.3.52.16 | Waterzuiveringsinstallatie - speciaal | 1 | pcs
5.2.32.46 | 5550 | 5.2.32.46 | Septische put (reservoir) | 10 | m3
5.2.32.47 | 5650 | 5.2.32.47 | Beerput (reservoir) | 1 | pcs
5.2.32.48 | 5700 | 5.2.32.48 | Daken (afvoeren) | 1 | pcs
5.2.32.49 | 5750 | 5.2.32.49 | Goot (afvoeren) | 1 | pcs
6.1.11.11 | 6000 | 6.1.11.11 | Statisch no-break systeem (UPS) | 50 | kVA
6.1.11.12 | 6010 | 6.1.11.12 | Dynamisch no-break systeem (DRUPS) | 50 | kVA
6.1.11.10 | 6020 | 6.1.11.10 | Noodstroom generator | 175 | kVA
6.1.11.09 | 6030 | 6.1.11.09 | Noodstroom generator: testen opstart onder nullast via O.A. | 1 | pcs
7.6.21.06 | 6040 | 7.6.21.06 | Laadstation voor elektrische voertuigen | 1 | pcs
7.6.21.07 | 6041 | 7.6.21.07 | Laadstation voor elektrische voertuigen 2de tot 5de laadpunt | 1 | pcs
7.6.21.08 | 6042 | 7.6.21.08 | Laadstation voor elektrische voertuigen vanaf 6de laadpunt | 1 | pcs
5.3.22.30 | 6050 | 5.3.22.30 | Photovoltaïsche installatie (zonnepanelen) | 250 | kWp
5.3.22.32 | 6060 | 5.3.22.32 | Omvormers | 1 | pcs
6.1.71.03 | 6070 | 6.1.71.03 | Bliksemafleiding | 1 | pcs
6.1.41.35 | 6080 | 6.1.41.35 | Hoogspanningscabine | 1 | pcs
6.1.41.36 | 6090 | 6.1.41.36 | Hoogspanningscabine (zone 1 Brussel) (nw) | 1 | pcs
6.1.41.37 | 6091 | 6.1.41.37 | Hoogspanningscabine (zone 2 Antwerpen, Henegouwen, Limburg, Luik, Namen, Oost-Vlaanderen) (nw) | 1 | pcs
6.1.41.38 | 6092 | 6.1.41.38 | Hoogspanningscabine (zone 3 Luxemburg, West-Vlaanderen) (nw) | 1 | pcs
6.1.41.39 | 6093 | 6.1.41.39 | Hoogspanningscabine (zone 1 Brussel) (bnw) | 1 | pcs
6.1.41.40 | 6094 | 6.1.41.40 | Hoogspanningscabine (zone 2 Antwerpen, Henegouwen, Limburg, Luik, Namen, Oost-Vlaanderen) (bnw) | 1 | pcs
6.1.41.41 | 6095 | 6.1.41.41 | Hoogspanningscabine (zone 3 Luxemburg, West-Vlaanderen) (bnw) | 1 | pcs
6.1.41.42 | 6096 | 6.1.41.42 | Hoogspanningscabine (zone 1 Brussel) (zat-zon) | 1 | pcs
6.1.41.43 | 6097 | 6.1.41.43 | Hoogspanningscabine (zone 2 Antwerpen, Henegouwen, Limburg, Luik, Namen, Oost-Vlaanderen) (zat-zon) | 1 | pcs
6.1.41.44 | 6098 | 6.1.41.44 | Hoogspanningscabine (zone 3 Luxemburg, West-Vlaanderen) (zat-zon) | 1 | pcs
6.1.41.45 | 6099 | 6.1.41.45 | Hoogspanningscabine - thermografie | 1 | pcs
6.1.41.46 | 6100 | 6.1.41.46 | Hoogspanningscabine - driemaandelijks bezoek - via O.A. | 1 | pcs
6.1.41.47 | 6110 | 6.1.41.47 | Hoogspanningscabine - helpdesk 24h van O.A. | 1 | pcs
6.1.41.48 | 6120 | 6.1.41.48 | Hoogspanningscabine - snijdingskost DNB (nw) | 1 | pcs
6.1.41.49 | 6121 | 6.1.41.49 | Hoogspanningscabine - snijdingskost DNB (bnw) | 1 | pcs
6.1.41.50 | 6122 | 6.1.41.50 | Hoogspanningscabine - snijdingskost DNB (zat-zon) | 1 | pcs
6.1.41.52 | 6130 | 6.1.41.52 | Hoogspanningsscheider | 1 | pcs
6.1.41.01 | 6140 | 6.1.41.01 | Vermogensschakelaar hoogspanning | 100 | kVA
6.1.41.00 | 6150 | 6.1.41.00 | Droge transformator | 100 | kVA
6.1.41.03 | 6160 | 6.1.41.03 | Olietransformator | 50 | kVA
6.1.41.10 | 6170 | 6.1.41.10 | Condensatorbatterij | 40 | kVA
6.1.51.25 | 6180 | 6.1.51.25 | Algemeen laagspanningsbord | 10 | # of distributions
6.1.51.26 | 6190 | 6.1.51.26 | Algemeen laagspanningsbord met geïntegreerde regeling | 1 | # of distributions
6.1.61.47 | 6200 | 6.1.61.47 | Elektrisch verdeelbord (verlichting, stopcontacten, ...) | 1 | pcs
6.1.61.48 | 6210 | 6.1.61.48 | Elektrisch verdeelbord (verlichting, stopcontacten, ...) met geïntegreerde regeling | 1 | pcs
5.7.70.69 | 6220 | 5.7.70.69 | Bedieningsbord (regeling) Elektr | 1 | pcs
6.2.41.04 | 6230 | 6.2.41.04 | Werfkast | 1 | pcs
6.2.41.00 | 6240 | 6.2.41.00 | Stopcontacten, schakelaars, drukknoppen | 1 | pcs
6.2.41.02 | 6250 | 6.2.41.02 | Stopcontact | 1 | pcs
6.2.41.05 | 6260 | 6.2.41.05 | Industrieel stopcontact | 1 | pcs
6.2.41.06 | 6270 | 6.2.41.06 | Schakelaar | 1 | pcs
6.2.41.07 | 6280 | 6.2.41.07 | Industriële schakelaar | 1 | pcs
6.2.41.08 | 6290 | 6.2.41.08 | Drukknop | 1 | pcs
6.2.41.09 | 6300 | 6.2.41.09 | Industriële drukknop | 1 | pcs
6.5.21.04 | 6310 | 6.5.21.04 | Bewegingsmelder | 1 | pcs
6.4.12.14 | 6320 | 6.4.12.14 | Communicatie-aansluiting | 1 | pcs
6.3.41.50 | 6500 | 6.3.41.50 | Binnenverlichting (parent) | 1 | pcs
6.3.41.51 | 6505 | 6.3.41.51 | Buitenverlichting (parent) | 1 | pcs
6.3.41.52 | 6510 | 6.3.41.52 | Noodverlichting - centraal (parent) | 1 | pcs
6.3.41.53 | 6515 | 6.3.41.53 | Noodverlichting - decentraal (parent) | 1 | pcs
6.3.41.54 | 6520 | 6.3.41.54 | Lichtbeheersysteem | 1 | pcs
6.3.41.92 | 6525 | 6.3.41.92 | Armatuur voor binnen - gloeilamp | 40 | W
6.3.44.00 | 6530 | 6.3.44.00 | Armatuur voor binnen - halogeenlamp | 1 | pcs
6.3.44.02 | 6535 | 6.3.44.02 | Armatuur voor binnen - spaarlamp of fluorescentielamp | 1 | pcs
6.3.41.00 | 6540 | 6.3.41.00 | Armatuur voor binnen - TL 8 | 36 | W
6.3.41.01 | 6545 | 6.3.41.01 | Armatuur voor binnen - TL 5 | 2 | W
6.3.41.04 | 6550 | 6.3.41.04 | Armatuur voor binnen - LED | 2 | W
6.3.44.03 | 6555 | 6.3.44.03 | Armatuur voor buiten - gloeilamp | 1 | pcs
6.3.44.04 | 6560 | 6.3.44.04 | Armatuur voor buiten - halogeenlamp | 1 | pcs
6.3.44.05 | 6565 | 6.3.44.05 | Armatuur voor buiten - spaarlamp of fluorescentielamp | 1 | pcs
6.3.41.05 | 6570 | 6.3.41.05 | Armatuur voor buiten - TL 8 | 1 | W
6.3.41.06 | 6575 | 6.3.41.06 | Armatuur voor buiten - TL 5 | 36 | W
6.3.41.07 | 6580 | 6.3.41.07 | Armatuur voor buiten - LED | 4 | W
6.3.41.08 | 6585 | 6.3.41.08 | Specifiek armatuur voor binnen | 2 | W
6.3.41.09 | 6590 | 6.3.41.09 | Specifiek armatuur voor buiten | 2 | W
6.3.24.00 | 6595 | 6.3.24.00 | Centraal noodverlichtingssysteem | 1 | pcs
6.3.24.01 | 6600 | 6.3.24.01 | Noodverlichting - centrale voeding | 1 | pcs
6.3.24.02 | 6605 | 6.3.24.02 | Noodverlichting - lokale voeding | 1 | pcs
6.5.13.11 | 6800 | 6.5.13.11 | Blusgasinstallatie | 1 | pcs
6.5.13.26 | 6805 | 6.5.13.26 | Sprinkler - geheel van de installatie | 10 | m1
6.5.13.22 | 6810 | 6.5.13.22 | Sprinkler - dieselpomp | 1 | pcs
6.5.13.23 | 6815 | 6.5.13.23 | Sprinkler - elektrische pomp | 1 | pcs
6.5.13.24 | 6820 | 6.5.13.24 | Sprinkler - jockeypomp | 1 | pcs
5.7.70.72 | 3045 | 5.7.70.72 | Brandklep - met manuele bediening | 1 | pcs
6.5.13.21 | 6830 | 6.5.13.21 | Sprinkler - sprinklerkop | 1 | pcs
6.5.13.25 | 6835 | 6.5.13.25 | Sprinkler - droge stijgleiding | 10 | m1
6.5.13.09 | 6840 | 6.5.13.09 | Sprinkler - natte stijgleiding | 10 | m1
6.5.13.27 | 6845 | 6.5.13.27 | Sprinkler - waterreservoir | 1000 | L
6.5.13.10 | 6850 | 6.5.13.10 | Geheel van de brandblussers | 1 | pcs
6.5.12.99 | 6855 | 6.5.12.99 | Waterblusser | 1 | pcs
6.5.13.00 | 6860 | 6.5.13.00 | Schuimblusser | 5 | kg
6.5.13.01 | 6865 | 6.5.13.01 | Poederblusser | 5 | kg
6.5.13.02 | 6870 | 6.5.13.02 | CO2 blusser | 5 | kg
6.5.13.03 | 6875 | 6.5.13.03 | Automatische poederblusser | 5 | kg
6.5.13.32 | 6880 | 6.5.13.32 | Hydrant | 1 | # of Hydrants
6.5.13.30 | 6885 | 6.5.13.30 | Brandhaspel | 1 | pcs
6.5.13.35 | 6890 | 6.5.13.35 | Brandhaspel cf. NBN EN 671-3 | 1 | pcs
6.5.13.36 | 6895 | 6.5.13.36 | Brandweerkast (koppelingen, slangen...) | 1 | pcs
6.5.12.90 | 6900 | 6.5.12.90 | Branddeur | 1 | pcs
6.5.12.91 | 6905 | 6.5.12.91 | Branddeur magneet | 1 | pcs
6.5.12.10 | 6910 | 6.5.12.10 | Brandgordijn | 2 | m2
5.7.70.75 | 3050 | 5.7.70.75 | Brandklep - gemotoriseerd | 1 | pcs
6.5.13.37 | 6915 | 6.5.13.37 | Brandklep | 1 | pcs
5.2.03.02 | 6925 | 5.2.03.02 | Brandwerende doorvoer | 1 | pcs
5.2.03.03 | 6930 | 5.2.03.03 | Branddetectiecentrale 1 | 1 | pcs
5.2.03.04 | 6931 | 5.2.03.04 | Branddetectiecentrale 2 | 1 | pcs
5.2.03.05 | 6932 | 5.2.03.05 | Branddetectiecentrale 3 | 1 | pcs
5.2.03.06 | 6935 | 5.2.03.06 | Brandmeldcentrale | 1 | pcs
6.5.11.22 | 6940 | 6.5.11.22 | Herhaalbord brandmeldcentrale | 1 | pcs
5.2.03.08 | 6945 | 5.2.03.08 | Geheel van de branddetectoren | 1 | pcs
6.5.11.05 | 6950 | 6.5.11.05 | Branddetector | 1 | pcs
6.5.11.12 | 6955 | 6.5.11.12 | Vlamdetector | 1 | pcs
6.5.11.13 | 6960 | 6.5.11.13 | Beamdetector | 1 | pcs
6.5.21.03 | 6965 | 6.5.21.03 | Manuele brandmelddrukknop | 1 | pcs
6.5.11.15 | 6970 | 6.5.11.15 | Brandmeldsirene | 1 | pcs
6.5.11.21 | 6975 | 6.5.11.21 | Aspiratiedetectiesysteem (vesda) | 1 | pcs
5.7.11.10 | 6980 | 5.7.11.10 | Rookkoepel | 1 | pcs
6.5.35.00 | 6985 | 6.5.35.00 | Gasdetectie (aardgas CH4) | 1 | pcs
6.5.35.05 | 6990 | 6.5.35.05 | Gasdetectie (aardgas CH4) - Dalemans E, F, U.H1, U.H6 | 1 | # of detectors
6.5.35.06 | 6995 | 6.5.35.06 | Gasdetectie (aardgas CH4) - Dalemans OCTOBUS / OCTOPLUS / U.V6 | 1 | # of detectors
6.5.35.01 | 7000 | 6.5.35.01 | Gasdetectie (CO) | 1 | # of detectors
6.5.36.01 | 7005 | 6.5.36.01 | Waterlekdetectie | 1 | pcs
6.5.80.00 | 7010 | 6.5.80.00 | Nooddouche | 1 | pcs
6.5.80.01 | 7015 | 6.5.80.01 | Oogdouche | 1 | pcs
6.5.21.00 | 7200 | 6.5.21.00 | Inbraakdetectiecentrale 1 | 1 | pcs
6.5.21.06 | 7201 | 6.5.21.06 | Inbraakdetectiecentrale 2 | 1 | pcs
6.5.21.07 | 7202 | 6.5.21.07 | Inbraakdetectiecentrale 3 | 1 | pcs
6.5.21.08 | 7205 | 6.5.21.08 | Inbraak - centrale | 1 | pcs
6.5.21.01 | 7210 | 6.5.21.01 | Inbraak - inbraakdetector | 1 | pcs
6.5.21.10 | 7215 | 6.5.21.10 | Inbraak - sirene ¦ flash | 1 | pcs
6.5.22.00 | 7220 | 6.5.22.00 | Toegangscontrole 1 | 1 | pcs
6.5.22.05 | 7221 | 6.5.22.05 | Toegangscontrole 2 | 1 | pcs
6.5.22.06 | 7222 | 6.5.22.06 | Toegangscontrole 3 | 1 | pcs
6.5.22.07 | 7225 | 6.5.22.07 | Toegang - centrale control unit | 1 | pcs
6.5.22.01 | 7230 | 6.5.22.01 | Toegang - badgelezer | 1 | pcs
6.5.22.04 | 7235 | 6.5.22.04 | Toegang - codeslot | 1 | pcs
6.5.22.03 | 7240 | 6.5.22.03 | Toegang - drukknop (uitgang) | 1 | pcs
6.5.22.10 | 7245 | 6.5.22.10 | Parlofonie | 1 | pcs
6.5.22.11 | 7250 | 6.5.22.11 | Videofonie | 1 | pcs
6.5.22.20 | 7255 | 6.5.22.20 | Interfonie | 1 | pcs
6.5.21.18 | 7260 | 6.5.21.18 | CCTV 1 | 1 | pcs
6.5.21.19 | 7261 | 6.5.21.19 | CCTV 2 | 1 | pcs
6.5.21.20 | 7262 | 6.5.21.20 | CCTV 3 | 1 | pcs
6.5.21.14 | 7265 | 6.5.21.14 | Centrale | 1 | pcs
6.5.21.15 | 7270 | 6.5.21.15 | Camera | 1 | pcs
6.5.21.16 | 7275 | 6.5.21.16 | Server | 1 | pcs
6.5.21.17 | 7280 | 6.5.21.17 | Software | 1 | pcs
6.5.21.22 | 7285 | 6.5.21.22 | Multiplexer/switch | 1 | pcs
6.5.21.21 | 7290 | 6.5.21.21 | Monitor | 1 | pcs
6.5.21.23 | 7295 | 6.5.21.23 | Opnametoestel | 1 | pcs
9.0.32.00 | 7300 | 9.0.32.00 | Omtrekbeveiliging | 20 | m2
9.0.34.10 | 7305 | 9.0.34.10 | Rolhekken | 5 | m2
3.2.34.01 | 7310 | 3.2.34.01 | Tourniquet poort | 2 | m2
6.5.31.02 | 7315 | 6.5.31.02 | Rolluiken | 1 | pcs
6.5.31.00 | 7320 | 6.5.31.00 | Zonwering | 2 | m2
3.1.31.15 | 7325 | 3.1.31.15 | Geheel van alle deuren | 1 | pcs
3.1.31.16 | 7330 | 3.1.31.16 | Geheel van all sloten | 1 | pcs
3.1.31.09 | 7335 | 3.1.31.09 | Deur - standaard | 2 | m2
3.1.32.10 | 7340 | 3.1.32.10 | Deur - schuifdeur | 2 | m2
3.1.34.10 | 7345 | 3.1.34.10 | Deur - draaideur | 2 | m2
3.2.34.00 | 7350 | 3.2.34.00 | Deur - tourniquet | 2 | m2
3.1.33.20 | 7355 | 3.1.33.20 | Deur - tuimeldeur | 0 | m2
3.3.33.30 | 7360 | 3.3.33.30 | Deur - sectionaaldeur | 5 | m2
3.1.33.17 | 7365 | 3.1.33.17 | Deur - roldeur | 2 | m2
3.1.33.18 | 7370 | 3.1.33.18 | Deur - snelroldeur | 2 | m2
9.0.65.11 | 7375 | 9.0.65.11 | Slagboom | 1 | pcs
9.0.65.15 | 7380 | 9.0.65.15 | Veiligheidsslagboom | 1 | pcs
9.0.34.11 | 7385 | 9.0.34.11 | Schuifpoort | 5 | m2
9.0.34.12 | 7390 | 9.0.34.12 | Toegangshek | 20 | m2
9.0.34.13 | 7395 | 9.0.34.13 | Tourniquet - toegangshek | 1 | pcs
9.0.34.14 | 7400 | 9.0.34.14 | Tourniquet - draaiarm | 1 | pcs
7.3.12.32 | 7505 | 7.3.12.32 | Luchtcompressor | 150 | L
7.3.12.33 | 7515 | 7.3.12.33 | Koeldroger | 1 | pcs
7.3.12.34 | 7520 | 7.3.12.34 | Adsorptiedroger | 1 | pcs
7.3.12.35 | 7525 | 7.3.12.35 | Persluchtfilter | 1 | pcs
7.3.12.36 | 7530 | 7.3.12.36 | Olie-en waterafscheider | 1 | pcs
7.3.12.37 | 7535 | 7.3.12.37 | Perslucht reservoir | 1 | pcs
7.3.12.38 | 7540 | 7.3.12.38 | Perslucht - netwerk | 1 | pcs
7.3.12.39 | 7545 | 7.3.12.39 | Vacuümpomp | 1 | pcs
7.3.12.40 | 7550 | 7.3.12.40 | Vacuüm reservoir | 1 | pcs
7.3.12.41 | 7555 | 7.3.12.41 | Vacuüm - netwerk | 1 | pcs
6.6.11.00 | 7700 | 6.6.11.00 | Elektrische personenlift ISO gecertificeeerd | 3 | # of stops
6.6.12.00 | 7705 | 6.6.12.00 | Hydraulische personenlift | 3 | # of stops
6.6.13.00 | 7710 | 6.6.13.00 | Traplift | 150 | Allowed mass (kg)
6.6.21.00 | 7715 | 6.6.21.00 | Roltrap | 5 | m1
6.6.22.00 | 7720 | 6.6.22.00 | Rolpad | 5 | m1
6.6.32.00 | 7725 | 6.6.32.00 | Elektrische goederenlift | 360 | Allowed mass (kg)
6.6.32.10 | 7730 | 6.6.32.10 | Hydraulische goederenlift | 2000 | Allowed mass (kg)
6.6.14.00 | 7735 | 6.6.14.00 | Platformlift | 150 | Allowed mass (kg)
6.6.31.01 | 7740 | 6.6.31.01 | Hefplateau | 1 | # of stops
6.6.31.02 | 7745 | 6.6.31.02 | Rolbrug | 1 | # of stops
6.6.36.10 | 7750 | 6.6.36.10 | Zwenkkraan | 500 | Allowed mass (kg)
6.6.36.20 | 7755 | 6.6.36.20 | Takel | 500 | Allowed mass (kg)
6.6.41.00 | 7760 | 6.6.41.00 | Buizenpost | 1 | pcs
7.3.11.10 | 7800 | 7.3.11.10 | Geheel van de vaste keukenapparatuur algemeen (parent) | 1 | pcs
7.3.11.11 | 7805 | 7.3.11.11 | Geheel van het vaste keukenmeubilair (parent) | 1 | pcs
7.3.11.02 | 7810 | 7.3.11.02 | Spoel tafel | 1 | pcs
7.3.11.03 | 7815 | 7.3.11.03 | Werktafel | 1 | pcs
7.3.11.04 | 7820 | 7.3.11.04 | Uitvoertafel | 1 | pcs
7.3.11.05 | 7825 | 7.3.11.05 | Schap | 1 | pcs
7.3.11.06 | 7830 | 7.3.11.06 | Wandkast | 1 | pcs
7.3.11.07 | 7835 | 7.3.11.07 | Servieskast | 1 | pcs
7.3.11.08 | 7840 | 7.3.11.08 | Kitchenette | 1 | pcs
7.3.11.09 | 7845 | 7.3.11.09 | Toebehoren | 1 | pcs
7.3.22.00 | 7850 | 7.3.22.00 | Dampkap - industrieel | 2 | m2
7.3.12.00 | 7855 | 7.3.12.00 | Dampkap - huishoudelijk | 1 | m2
7.3.22.01 | 7860 | 7.3.22.01 | Dampkap - controlesysteem | 1 | pcs
7.3.22.02 | 7865 | 7.3.22.02 | Dampkap - dakventilator | 1 | pcs
7.3.22.03 | 7870 | 7.3.22.03 | Dampkap - kanaalventilator | 1 | pcs
7.3.22.04 | 7875 | 7.3.22.04 | Dampkap - horizontaal kanaal | 1 | m1
7.3.22.05 | 7880 | 7.3.22.05 | Dampkap - verticaal kanaal | 1 | m1
7.3.22.10 | 7885 | 7.3.22.10 | Industriële vaatwasmachine | 1 | pcs
7.3.11.12 | 7890 | 7.3.11.12 | Geheel van de vaste keukenapparatuur vatwasmachine (parent) | 1 | pcs
7.3.22.11 | 7895 | 7.3.22.11 | Glazen wasmachine | 1 | pcs
7.3.22.09 | 7900 | 7.3.22.09 | Huishoudelijke vaatwasmachine | 1 | pcs
7.3.22.12 | 7905 | 7.3.22.12 | Transportband | 1 | pcs
7.3.22.13 | 7910 | 7.3.22.13 | Kar dienbladen | 1 | pcs
5.7.02.01 | 7915 | 5.7.02.01 | Waterverzachter (afwasmachine) | 1 | pcs
7.3.12.20 | 7920 | 7.3.12.20 | Fornuis - elektrisch | 1 | pcs
7.3.12.21 | 7925 | 7.3.12.21 | Fornuis - gas | 1 | pcs
7.3.12.19 | 7930 | 7.3.12.19 | Fornuis - vitrokeramisch | 1 | pcs
7.3.12.13 | 7935 | 7.3.12.13 | Kookpot - elektrisch | 1 | pcs
7.3.12.14 | 7940 | 7.3.12.14 | Kookpot - gas | 1 | pcs
7.3.12.15 | 7945 | 7.3.12.15 | Braadpan - elektrisch | 1 | pcs
7.3.12.16 | 7950 | 7.3.12.16 | Braadpan - gas | 1 | pcs
7.3.12.17 | 7955 | 7.3.12.17 | Kookplaat - elektrisch | 1 | pcs
7.3.12.18 | 7960 | 7.3.12.18 | Kookplaat - gas | 1 | pcs
7.3.12.22 | 7965 | 7.3.12.22 | Combi oven - elektrisch en hetelucht | 1 | pcs
7.3.12.23 | 7970 | 7.3.12.23 | Combi oven - gas en hetelucht | 1 | pcs
7.3.12.24 | 7975 | 7.3.12.24 | Convectie oven - elektrisch | 1 | pcs
7.3.12.25 | 7980 | 7.3.12.25 | Convectie oven - gas | 1 | pcs
7.3.12.27 | 7985 | 7.3.12.27 | Microgolfoven | 1 | pcs
7.3.12.28 | 7990 | 7.3.12.28 | Lage temperatuur oven - elektrisch | 1 | pcs
7.3.12.29 | 7995 | 7.3.12.29 | Opwarmoven - elektrisch | 1 | pcs
7.3.12.30 | 8000 | 7.3.12.30 | Friteuse - elektrisch | 1 | pcs
7.3.12.31 | 8005 | 7.3.12.31 | Friteuse - gas | 1 | pcs
7.3.12.4 | 8010 | 7.3.12.4 | Friteuse - inductie | 1 | pcs
7.3.12.5 | 8015 | 7.3.12.5 | Gril - elektrisch | 1 | pcs
7.3.12.6 | 8020 | 7.3.12.6 | Gril - gas | 1 | pcs
7.3.12.7 | 8025 | 7.3.12.7 | Stoomkoker - elektrisch | 1 | pcs
7.3.12.8 | 8030 | 7.3.12.8 | Stoomkoker - gas | 1 | pcs
7.3.12.9 | 8035 | 7.3.12.9 | Pastakoker - elektrisch | 1 | pcs
7.3.12.10 | 8040 | 7.3.12.10 | Pastakoker - gas | 1 | pcs
7.3.22.19 | 8045 | 7.3.22.19 | Koelcel (parent) | 1 | pcs
7.3.22.20 | 8050 | 7.3.22.20 | Vriescel (parent) | 1 | pcs
7.3.22.21 | 8055 | 7.3.22.21 | Snelle koelkamer | 1 | pcs
7.3.22.22 | 8060 | 7.3.22.22 | Koel of vriescel - koelcircuit | 1 | pcs
7.3.22.23 | 8065 | 7.3.22.23 | Koel of vriescel - binnenunit (verdamper) | 1 | pcs
7.3.22.24 | 8070 | 7.3.22.24 | Koelcentrale | 1 | pcs
7.3.22.25 | 8075 | 7.3.22.25 | Vriescentrale | 1 | pcs
7.3.22.26 | 8080 | 7.3.22.26 | Koel of vriescentrale - koelcircuit | 1 | pcs
7.3.22.27 | 8085 | 7.3.22.27 | Koelmeubel - op centrale | 1 | pcs
7.3.22.28 | 8090 | 7.3.22.28 | Vriesmeubel - op centrale | 1 | pcs
7.3.22.29 | 8095 | 7.3.22.29 | Koelmeubel - individueel | 1 | pcs
7.3.22.30 | 8100 | 7.3.22.30 | Vriesmeubel - individueel | 1 | pcs
7.3.22.31 | 8105 | 7.3.22.31 | Koelkast | 1 | pcs
7.3.22.32 | 8110 | 7.3.22.32 | Diepvriezer | 1 | pcs
7.3.22.34 | 8115 | 7.3.22.34 | Ijsblokjesmachine | 1 | pcs
7.3.22.35 | 8120 | 7.3.22.35 | Bain marie - elektrisch | 1 | pcs
7.3.22.36 | 8125 | 7.3.22.36 | Bain marie - gas | 1 | pcs
7.3.22.37 | 8130 | 7.3.22.37 | Soepketel | 1 | pcs
7.3.12.60 | 8135 | 7.3.12.60 | Warmhoudoven - elektrisch | 1 | pcs
7.3.12.61 | 8140 | 7.3.12.61 | Warmhoudkast | 1 | pcs
7.3.12.62 | 8145 | 7.3.12.62 | Warmhoudlade | 1 | pcs
7.3.12.63 | 8150 | 7.3.12.63 | Opwarmplaat - elektrisch | 1 | pcs
7.3.12.64 | 8155 | 7.3.12.64 | Opwarmplaat - gas | 1 | pcs
7.3.12.65 | 8160 | 7.3.12.65 | Warmhoudplaat | 1 | pcs
7.3.12.66 | 8165 | 7.3.12.66 | Warmhoudlamp | 1 | pcs
7.3.12.67 | 8170 | 7.3.12.67 | Warmhoudbrug | 1 | pcs
7.3.12.68 | 8175 | 7.3.12.68 | Frieten warmhouder | 1 | pcs
7.3.12.69 | 8180 | 7.3.12.69 | Bordenverwarmer | 1 | pcs
7.3.12.70 | 8185 | 7.3.12.70 | Warmhoudvitrine | 1 | pcs
7.3.12.71 | 8190 | 7.3.12.71 | Warmhoudmeubel | 1 | pcs
7.3.12.72 | 8195 | 7.3.12.72 | Warmhoudkar | 1 | pcs
7.3.12.73 | 8200 | 7.3.12.73 | Geïsoleerde warmhoud container | 1 | pcs
7.2.22.11 | 8205 | 7.2.22.11 | Wasmachine | 1 | pcs
7.2.22.12 | 8210 | 7.2.22.12 | Droogkast | 1 | pcs
7.2.22.13 | 8215 | 7.2.22.13 | Handwas | 1 | pcs
7.2.22.14 | 8220 | 7.2.22.14 | Desinfectie station | 1 | pcs
7.2.22.20 | 8225 | 7.2.22.20 | Keuken douche | 1 | pcs
7.2.22.21 | 8230 | 7.2.22.21 | Sterilisatiekast | 1 | pcs
7.2.22.22 | 8235 | 7.2.22.22 | Insectenverdelger | 1 | pcs
7.2.22.23 | 8240 | 7.2.22.23 | Vuilnisbakken koeler | 1 | pcs
7.2.22.24 | 8245 | 7.2.22.24 | Vuilnisbak | 1 | pcs
7.2.22.25 | 8250 | 7.2.22.25 | High pressure cleaner | 1 | pcs
7.2.22.26 | 8255 | 7.2.22.26 | Vetafscheider- Apparatuur | 50 | L
7.2.22.27 | 8260 | 7.2.22.27 | Drinkwaterfontein | 1 | pcs
7.2.22.28 | 8265 | 7.2.22.28 | Waterdispenser | 1 | pcs
7.2.22.29 | 8270 | 7.2.22.29 | Waterkoker | 1 | pcs
7.2.22.30 | 8275 | 7.2.22.30 | Koffiemachine | 1 | pcs
7.2.22.31 | 8280 | 7.2.22.31 | Koffiemolen | 1 | pcs
7.2.22.32 | 8285 | 7.2.22.32 | Snijmachine | 1 | pcs
7.2.22.33 | 8290 | 7.2.22.33 | Groentesnijder | 1 | pcs
7.2.22.34 | 8295 | 7.2.22.34 | Frietsnijder | 1 | pcs
7.2.22.35 | 8300 | 7.2.22.35 | Broodsnijder | 1 | pcs
7.2.22.36 | 8305 | 7.2.22.36 | Mixer | 1 | pcs
7.2.22.37 | 8310 | 7.2.22.37 | Snijrobot | 1 | pcs
7.2.22.38 | 8315 | 7.2.22.38 | Hakmolen - elektrisch | 1 | pcs
7.2.22.39 | 8320 | 7.2.22.39 | Slazwierder | 1 | pcs
7.2.22.40 | 8325 | 7.2.22.40 | Aardappelschilmachine | 1 | pcs
7.2.22.41 | 8330 | 7.2.22.41 | Klopper - mixer | 1 | pcs
7.2.22.42 | 8335 | 7.2.22.42 | Deegkneder | 1 | pcs
7.2.22.43 | 8340 | 7.2.22.43 | Klopper | 1 | pcs
7.2.22.44 | 8345 | 7.2.22.44 | Menger | 1 | pcs
7.2.22.45 | 8350 | 7.2.22.45 | Deegroller | 1 | pcs
7.2.22.46 | 8355 | 7.2.22.46 | Weegschaal | 1 | pcs
7.2.22.47 | 8360 | 7.2.22.47 | Blikopener | 1 | pcs
7.2.22.48 | 8365 | 7.2.22.48 | Vacuümverpakker | 1 | pcs
6.7.14.11 | 8500 | 6.7.14.11 | Geheel automatische regelaars | 1 | pcs
6.7.14.12 | 8505 | 6.7.14.12 | Automatische regelaar - DDC | 1 | pcs
6.7.14.13 | 8510 | 6.7.14.13 | Zoneregelaar | 1 | pcs
6.7.14.14 | 8515 | 6.7.14.14 | Frequentieregelaar algemeen | 1 | pcs
6.7.14.15 | 8520 | 6.7.14.15 | Gebouwenbeheersysteem (GBS) | 1 | pcs
6.7.14.16 | 8525 | 6.7.14.16 | Computer voor centraal beheer | 1 | pcs
6.7.14.17 | 8530 | 6.7.14.17 | Bedieningspaneel - regeling | 1 | pcs
6.7.14.18 | 8535 | 6.7.14.18 | Automatische regelaar - DDC GBS | 1 | pcs
6.7.14.19 | 8540 | 6.7.14.19 | Zoneregelaar GBS | 1 | pcs
6.7.14.20 | 8545 | 6.7.14.20 | Frequentieregelaar | 1 | pcs
9.0.99.01 | 9700 | 9.0.99.01 | Zout | 1000 | kg
5.3.23.99 | 3800 | 5.3.23.99 | Bacteriologische wateranalyse/Legionella inspectie | 1 | pcs
9.9.90.30 | 9515 | 9.9.90.30 | Energiebeheer (9515) | 1 | pcs
2.1.11.00 | 2.1.11.00 | 2.1.11.00 | Exterior Facade General | 500 | m2
2.1.11.01 | 2.1.11.01 | 2.1.11.01 | Exterior Facade (Glass bricks) | 500 | m2
2.1.11.02 | 2.1.11.02 | 2.1.11.02 | Exterior Wall (outer front facade) | 500 | m2
2.1.11.03 | 2.1.11.03 | 2.1.11.03 | Exterior Facade (Concrete) | 500 | m2
2.1.11.04 | 2.1.11.04 | 2.1.11.04 | Exterior Facade (Cellular concrete) | 500 | m2
2.1.11.05 | 2.1.11.05 | 2.1.11.05 | Exterior Facade (Bricks) | 500 | m2
2.1.11.07 | 2.1.11.07 | 2.1.11.07 | Exterior plastic wall | 500 | m2
2.1.12.00 | 2.1.12.00 | 2.1.12.00 | Cavity Walls (insulated) | 500 | m2
2.1.12.01 | 2.1.12.01 | 2.1.12.01 | Cavity Walls (not insulated) | 500 | m2
2.1.15.00 | 2.1.15.00 | 2.1.15.00 | Parapet (massive balustrade) | 5 | m2
2.1.21.01 | 2.1.21.01 | 2.1.21.01 | Wooden external walls-Constructive solid walls-block-Adobe | 500 | m2
2.1.22.00 | 2.1.22.00 | 2.1.22.00 | Vertical insulation-Loose | 500 | m2
2.1.22.01 | 2.1.22.01 | 2.1.22.01 | Rough-textured external walls-Constructive solid walls-block-Adobe, perforated | 500 | m2
2.1.22.02 | 2.1.22.02 | 2.1.22.02 | Rough-textured external walls-Constructive solid walls-block-Brick | 500 | m2
2.1.22.03 | 2.1.22.03 | 2.1.22.03 | External walls-Constructive solid walls-block-concrete | 500 | m2
2.1.22.05 | 2.1.22.05 | 2.1.22.05 | Vertical insulation-Blanket | 500 | m2
2.1.22.06 | 2.1.22.06 | 2.1.22.06 | Vertical insulation-Plate | 500 | m2
2.1.23.01 | 2.1.23.01 | 2.1.23.01 | Rough-textured external walls-Constructive solid block-concrete walls, perforated | 500 | m2
2.1.23.02 | 2.1.23.02 | 2.1.23.02 | Rough-building External walls-Constructive solid walls-block Aerated concrete | 500 | m2
2.1.24.01 | 2.1.24.01 | 2.1.24.01 | Rough-work external walls-Constructive-solid walls-Log-Glulam | 500 | m2
2.1.24.02 | 2.1.24.02 | 2.1.24.02 | Rough-textured external walls-Constructive-solid walls-Log-Softwood | 500 | m2
2.1.25.01 | 2.1.25.01 | 2.1.25.01 | Rough-building external walls-Constructive solid walls-Wall concrete, precast | 500 | m2
2.1.25.02 | 2.1.25.02 | 2.1.25.02 | Rough-work external walls-Constructive solid walls-Wall Glulam | 500 | m2
2.1.25.03 | 2.1.25.03 | 2.1.25.03 | Rough-building-Exterior walls-Constructive-solid-wall-wall-wood, paneled | 500 | m2
2.1.25.04 | 2.1.25.04 | 2.1.25.04 | Rough-textured external walls-Constructive solid walls-Wall Lvl | 500 | m2
2.2.11.00 | 2.2.11.00 | 2.2.11.00 | Interior Walls General (non bearing wall) | 500 | m2
2.2.11.01 | 2.2.11.01 | 2.2.11.01 | Interior Walls Concrete (non bearing wall) | 500 | m2
2.2.11.02 | 2.2.11.02 | 2.2.11.02 | Interior Walls Maconery (non bearing wall) | 500 | m2
2.2.11.03 | 2.2.11.03 | 2.2.11.03 | Interior Walls Plaster blocks (non bearing wall) | 500 | m2
2.2.11.10 | 2.2.11.10 | 2.2.11.10 | Interior Walls Paintable (non bearing wall) | 500 | m2
2.2.11.50 | 2.2.11.50 | 2.2.11.50 | Covering interior walls (General) | 500 | m2
2.2.11.51 | 2.2.11.51 | 2.2.11.51 | Covering interior walls (Plaster) | 500 | m2
2.2.13.00 | 2.2.13.00 | 2.2.13.00 | Chimney (Internal Part) | 1 | m1
2.2.14.00 | 2.2.14.00 | 2.2.14.00 | Moveable Walls | 100 | m2
2.2.21.01 | 2.2.21.01 | 2.2.21.01 | Rough-textured external walls-Constructive solid walls-block-Limestone | 500 | m2
2.2.21.02 | 2.2.21.02 | 2.2.21.02 | Rough-textured external walls-Constructive-solid walls-block-Steel bricks | 500 | m2
2.2.21.03 | 2.2.21.03 | 2.2.21.03 | Rough-textured external walls-Constructive solid walls-block-Steel | 500 | m2
2.2.23.02 | 2.2.23.02 | 2.2.23.02 | Rough-building-External walls-Constructive-solid-walls-block-Softwood | 500 | m2
2.3.11.00 | 2.3.11.00 | 2.3.11.00 | Concrete Floor (non insulated) | 500 | m2
2.3.11.01 | 2.3.11.01 | 2.3.11.01 | Concrete Floor (insulated) | 500 | m2
2.3.11.05 | 2.3.11.05 | 2.3.11.05 | Cast Floor (non insulated) | 500 | m2
2.3.11.06 | 2.3.11.06 | 2.3.11.06 | Cast Floor (insulated) | 500 | m2
2.3.11.10 | 2.3.11.10 | 2.3.11.10 | Floor Tile (non insulated) | 500 | m2
2.3.11.11 | 2.3.11.11 | 2.3.11.11 | Floor Tile (insulated) | 500 | m2
2.3.11.20 | 2.3.11.20 | 2.3.11.20 | Laminate (non insulated) | 500 | m2
2.3.11.21 | 2.3.11.21 | 2.3.11.21 | Laminate (insulated) | 500 | m2
2.3.11.22 | 2.3.11.22 | 2.3.11.22 | Parquet (non insulated) | 500 | m2
2.3.11.23 | 2.3.11.23 | 2.3.11.23 | Parquet (insulated) | 500 | m2
2.3.11.24 | 2.3.11.24 | 2.3.11.24 | Cork flooring (non insulated) | 500 | m2
2.3.11.25 | 2.3.11.25 | 2.3.11.25 | Cork flooring (insulated) | 500 | m2
2.3.11.30 | 2.3.11.30 | 2.3.11.30 | Vinyl/PVC (non insulated) | 500 | m2
2.3.11.31 | 2.3.11.31 | 2.3.11.31 | Vinyl/PVC (insulated) | 500 | m2
2.3.11.35 | 2.3.11.35 | 2.3.11.35 | Carpet floor (non insulated) | 500 | m2
2.3.11.36 | 2.3.11.36 | 2.3.11.36 | Carpet floor (insulated) | 500 | m2
2.3.12.00 | 2.3.12.00 | 2.3.12.00 | Balcony General | 5 | m2
2.3.12.01 | 2.3.12.01 | 2.3.12.01 | Balcony Steel | 5 | m2
2.3.13.00 | 2.3.13.00 | 2.3.13.00 | Galery | 5 | m2
2.3.14.00 | 2.3.14.00 | 2.3.14.00 | Platform General | 5 | m2
2.3.14.01 | 2.3.14.01 | 2.3.14.01 | Platform Steel | 5 | m2
2.4.11.00 | 2.4.11.00 | 2.4.11.00 | Straight Stairs General | 5 | # of Steps
2.4.11.01 | 2.4.11.01 | 2.4.11.01 | Straight Stairs Concrete | 5 | # of Steps
2.4.11.02 | 2.4.11.02 | 2.4.11.02 | Straight Stairs Steel | 5 | # of Steps
2.4.11.03 | 2.4.11.03 | 2.4.11.03 | Straight Stairs Wood | 5 | # of Steps
2.4.11.04 | 2.4.11.04 | 2.4.11.04 | Straight Stairs Zinc | 5 | # of Steps
2.4.11.10 | 2.4.11.10 | 2.4.11.10 | Straight Stairs | 5 | # of Steps
2.4.12.00 | 2.4.12.00 | 2.4.12.00 | Non-Straight Stairs | 5 | # of Steps
2.4.13.00 | 2.4.13.00 | 2.4.13.00 | Spiral Stairs | 5 | # of Steps
2.4.20.00 | 2.4.20.00 | 2.4.20.00 | Ramps | 5 | m2
2.4.31.00 | 2.4.31.00 | 2.4.31.00 | Ladders | 5 | # of Steps
2.4.31.50 | 2.4.31.50 | 2.4.31.50 | Cage ladders | 2 | m1
2.4.32.00 | 2.4.32.00 | 2.4.32.00 | Set of Climbing Irons | 5 | # of units
2.4.35.00 | 2.4.35.00 | 2.4.35.00 | Platform (stairs) | 2 | m2
2.7.11.00 | 2.7.11.00 | 2.7.11.00 | Covering Flat Roof (General insulated) | 500 | m2
2.7.11.01 | 2.7.11.01 | 2.7.11.01 | Covering Flat Roof (Tiles insulated) | 500 | m2
2.7.11.02 | 2.7.11.02 | 2.7.11.02 | Covering Flat Roof (Bitumen without ballast insulated) | 500 | m2
2.7.11.03 | 2.7.11.03 | 2.7.11.03 | Covering Flat Roof (EPDM insulated) | 500 | m2
2.7.11.04 | 2.7.11.04 | 2.7.11.04 | Covering Flat Roof (Aluminium insulated) | 500 | m2
2.7.11.05 | 2.7.11.05 | 2.7.11.05 | Covering Flat Roof (concrete tiles insulated) | 500 | m2
2.7.11.06 | 2.7.11.06 | 2.7.11.06 | Covering Flat Roof (Copper insulated) | 500 | m2
2.7.11.07 | 2.7.11.07 | 2.7.11.07 | Covering Flat Roof (Steel insulated) | 500 | m2
2.7.11.08 | 2.7.11.08 | 2.7.11.08 | Covering Flat Roof (Zinc insulated) | 500 | m2
2.7.11.09 | 2.7.11.09 | 2.7.11.09 | Covering Flat Roof (Slates insulated) | 500 | m2
2.7.11.10 | 2.7.11.10 | 2.7.11.10 | Covering Flat Green Roof Extensive | 500 | m2
2.7.11.11 | 2.7.11.11 | 2.7.11.11 | Covering Flat Green Roof Intensive | 500 | m2
2.7.11.12 | 2.7.11.12 | 2.7.11.12 | Covering Flat Roof (PVC insulated) | 500 | m2
2.7.11.13 | 2.7.11.13 | 2.7.11.13 | Covering Flat Roof (TPO insulated) | 500 | m2
2.7.11.14 | 2.7.11.14 | 2.7.11.14 | Covering Flat Roof (Plastic insulated) | 500 | m2
2.7.11.15 | 2.7.11.15 | 2.7.11.15 | Covering Flat Roof (General non insulated) | 500 | m2
2.7.11.22 | 2.7.11.22 | 2.7.11.22 | Covering Flat Roof (Bitumen without ballast non-insulated) | 500 | m2
2.7.11.23 | 2.7.11.23 | 2.7.11.23 | Covering Flat Roof (EPDM non-insulated) | 500 | m2
2.7.11.24 | 2.7.11.24 | 2.7.11.24 | Covering Flat Roof (Aluminium non-insulated) | 500 | m2
2.7.11.25 | 2.7.11.25 | 2.7.11.25 | Covering Flat Roof (concrete tiles non-insulated) | 500 | m2
2.7.11.26 | 2.7.11.26 | 2.7.11.26 | Covering Flat Roof (Bitumen with ballast non-insulated) | 500 | m2
2.7.11.30 | 2.7.11.30 | 2.7.11.30 | Covering Flat Roof (General non-insulated) | 500 | m2
2.7.11.31 | 2.7.11.31 | 2.7.11.31 | Covering Flat Roof (Tiles non-insulated) | 500 | m2
2.7.11.32 | 2.7.11.32 | 2.7.11.32 | Covering Flat Roof (PVC non-insulated) | 500 | m2
2.7.11.33 | 2.7.11.33 | 2.7.11.33 | Covering Flat Roof (TPO non-insulated) | 500 | m2
2.7.11.34 | 2.7.11.34 | 2.7.11.34 | Covering Flat Roof (Plastic non-insulated) | 500 | m2
2.7.11.35 | 2.7.11.35 | 2.7.11.35 | Covering Flat Roof (General non non-insulated) | 500 | m2
2.7.11.36 | 2.7.11.36 | 2.7.11.36 | Covering Flat Roof (Copper non-insulated) | 500 | m2
2.7.11.37 | 2.7.11.37 | 2.7.11.37 | Covering Flat Roof (Steel non-insulated) | 500 | m2
2.7.11.38 | 2.7.11.38 | 2.7.11.38 | Covering Flat Roof (Zinc non-insulated) | 500 | m2
2.7.11.39 | 2.7.11.39 | 2.7.11.39 | Covering Flat Roof (Slates non-insulated) | 500 | m2
2.7.11.50 | 2.7.11.50 | 2.7.11.50 | Construction Flat Roof Aluminium | 500 | m2
2.7.11.51 | 2.7.11.51 | 2.7.11.51 | Construction Flat Roof Concrete | 500 | m2
2.7.11.52 | 2.7.11.52 | 2.7.11.52 | Construction Flat Roof Wood | 500 | m2
2.7.11.53 | 2.7.11.53 | 2.7.11.53 | Construction Flat Roof Plastic | 500 | m2
2.7.11.54 | 2.7.11.54 | 2.7.11.54 | Construction Flat Roof Metal | 500 | m2
2.7.11.55 | 2.7.11.55 | 2.7.11.55 | Construction Flat Roof Steeldeck | 500 | m2
2.7.11.80 | 2.7.11.80 | 2.7.11.80 | Steel cappings roof | 500 | m2
2.7.11.85 | 2.7.11.85 | 2.7.11.85 | Roof trim Aluminium | 100 | m1
2.7.11.88 | 2.7.11.88 | 2.7.11.88 | Fascia board Wood | 500 | m2
2.7.11.89 | 2.7.11.89 | 2.7.11.89 | Fascia board HPL panel | 500 | m2
2.7.12.00 | 2.7.12.00 | 2.7.12.00 | Covering Sloping Roof (General insulated) | 500 | m2
2.7.12.01 | 2.7.12.01 | 2.7.12.01 | Covering Sloping Roof (Tiles insulated) | 500 | m2
2.7.12.02 | 2.7.12.02 | 2.7.12.02 | Covering Sloping Roof (Bitumen without ballast insulated) | 500 | m2
2.7.12.03 | 2.7.12.03 | 2.7.12.03 | Covering Sloping Roof (EPDM insulated) | 500 | m2
2.7.12.04 | 2.7.12.04 | 2.7.12.04 | Covering Sloping Roof (Aluminium insulated) | 500 | m2
2.7.12.05 | 2.7.12.05 | 2.7.12.05 | Covering Sloping Roof (concrete tiles insulated) | 500 | m2
2.7.12.06 | 2.7.12.06 | 2.7.12.06 | Covering Sloping Roof (Copper insulated) | 500 | m2
2.7.12.07 | 2.7.12.07 | 2.7.12.07 | Covering Sloping Roof (Steel insulated) | 500 | m2
2.7.12.08 | 2.7.12.08 | 2.7.12.08 | Covering Sloping Roof (Zinc insulated) | 500 | m2
2.7.12.09 | 2.7.12.09 | 2.7.12.09 | Covering Sloping Roof (Bitumen ballast insulated) | 500 | m2
2.7.12.10 | 2.7.12.10 | 2.7.12.10 | Covering Sloping Green Roof Extensive | 500 | m2
2.7.12.11 | 2.7.12.11 | 2.7.12.11 | Covering Sloping Green Roof Intensive | 500 | m2
2.7.12.12 | 2.7.12.12 | 2.7.12.12 | Covering Sloping Roof (Slates insulated) | 500 | m2
2.7.12.13 | 2.7.12.13 | 2.7.12.13 | Covering Sloping Roof Sandwich (Panels insulated) | 500 | m2
2.7.12.15 | 2.7.12.15 | 2.7.12.15 | Covering Sloping Roof (General non insulated) | 500 | m2
2.7.12.50 | 2.7.12.50 | 2.7.12.50 | Construction Sloping Roof General | 500 | m2
2.7.12.51 | 2.7.12.51 | 2.7.12.51 | Construction Sloping Roof Concrete | 500 | m2
2.7.12.52 | 2.7.12.52 | 2.7.12.52 | Construction Sloping Roof Wood | 500 | m2
2.7.12.53 | 2.7.12.53 | 2.7.12.53 | Construction Sloping Roof Plastic | 500 | m2
2.7.12.54 | 2.7.12.54 | 2.7.12.54 | Construction Sloping Roof Metal | 500 | m2
2.7.12.55 | 2.7.12.55 | 2.7.12.55 | Construction Sloping Roof Aluminium | 500 | m2
2.7.13.00 | 2.7.13.00 | 2.7.13.00 | Covering Awning | 500 | m2
2.7.13.05 | 2.7.13.05 | 2.7.13.05 | Construction Awning | 100 | m2
2.7.14.00 | 2.7.14.00 | 2.7.14.00 | Covering Canopy | 500 | m2
2.7.14.05 | 2.7.14.05 | 2.7.14.05 | Construction Canopy | 100 | m2
2.7.14.10 | 2.7.14.10 | 2.7.14.10 | Support Beam General | 1 | m1
2.7.14.11 | 2.7.14.11 | 2.7.14.11 | Support Beam Steel | 1 | m1
2.7.14.12 | 2.7.14.12 | 2.7.14.12 | Support Beam concrete | 1 | m1
2.7.14.15 | 2.7.14.15 | 2.7.14.15 | Roof Overhang | 5 | m2
2.7.16.00 | 2.7.16.00 | 2.7.16.00 | Gutter General | 5 | m1
2.7.16.01 | 2.7.16.01 | 2.7.16.01 | Gutter PVC | 5 | m1
2.7.16.02 | 2.7.16.02 | 2.7.16.02 | Gutter Zinc | 5 | m1
2.7.16.03 | 2.7.16.03 | 2.7.16.03 | Gutter Concrete | 5 | m1
2.7.16.04 | 2.7.16.04 | 2.7.16.04 | Gutter Steel | 5 | m1
2.7.16.05 | 2.7.16.05 | 2.7.16.05 | Gutter Plastics | 5 | m1
2.7.16.06 | 2.7.16.06 | 2.7.16.06 | Gutter Wood | 5 | m1
2.7.16.07 | 2.7.16.07 | 2.7.16.07 | Gutter Polyester | 5 | m1
2.8.11.00 | 2.8.11.00 | 2.8.11.00 | Columns General | 1 | m1
2.8.11.01 | 2.8.11.01 | 2.8.11.01 | Columns Steel | 1 | m1
2.8.11.02 | 2.8.11.02 | 2.8.11.02 | Columns Concrete | 1 | m1
2.8.11.05 | 2.8.11.05 | 2.8.11.05 | Plinth (Wood) | 1 | m1
2.8.11.06 | 2.8.11.06 | 2.8.11.06 | Plinth (Hard Stone) | 1 | m1
2.8.11.10 | 2.8.11.10 | 2.8.11.10 | Beams General | 1 | m1
2.8.11.11 | 2.8.11.11 | 2.8.11.11 | Beams Steel | 1 | m1
2.8.11.12 | 2.8.11.12 | 2.8.11.12 | Beams Concrete | 1 | m1
2.8.11.15 | 2.8.11.15 | 2.8.11.15 | Beam bracket | 1 | m1
2.8.12.00 | 2.8.12.00 | 2.8.12.00 | Bulkhead/Support Beam | 1 | m1
2.8.12.05 | 2.8.12.05 | 2.8.12.05 | Wind bracing | 1 | m1
2.8.21.00 | 2.8.21.00 | 2.8.21.00 | Bearing Floor General (non insulated) | 100 | m2
2.8.21.02 | 2.8.21.02 | 2.8.21.02 | Bearing Floor General (insulated) | 100 | m2
2.8.21.10 | 2.8.21.10 | 2.8.21.10 | Exterior Wall General (single bearing wall) | 100 | m2
2.8.21.11 | 2.8.21.11 | 2.8.21.11 | Exterior Wall Concrete (single bearing wall) | 100 | m2
2.8.21.12 | 2.8.21.12 | 2.8.21.12 | Exterior Wall Macenory (single bearing wall) | 100 | m2
2.8.22.00 | 2.8.22.00 | 2.8.22.00 | Interior Walls General (bearing wall) | 100 | m2
3.1.20.00 | 3.1.20.00 | 3.1.20.00 | Window Sill General | 1 | m1
3.1.20.01 | 3.1.20.01 | 3.1.20.01 | Window Sill Plastic | 1 | m1
3.1.20.02 | 3.1.20.02 | 3.1.20.02 | Window Sill Metal | 1 | m1
3.1.20.03 | 3.1.20.03 | 3.1.20.03 | Window Sill Bricks | 1 | m1
3.1.20.04 | 3.1.20.04 | 3.1.20.04 | Window Sill Natural Stone | 1 | m1
3.1.20.05 | 3.1.20.05 | 3.1.20.05 | Window Sill Wood | 1 | m1
3.1.21.00 | 3.1.21.00 | 3.1.21.00 | Closed Windows (Outer double glazing) Aluminium | 4 | m2
3.1.21.01 | 3.1.21.01 | 3.1.21.01 | Closed Windows (Outer double glazing) PVC | 4 | m2
3.1.21.02 | 3.1.21.02 | 3.1.21.02 | Closed Windows (Outer double glazing) Steel | 4 | m2
3.1.21.03 | 3.1.21.03 | 3.1.21.03 | Closed Windows (Outer double glazing) Wood | 4 | m2
3.1.21.04 | 3.1.21.04 | 3.1.21.04 | Closed Windows (Outer double glazing) Concrete | 4 | m2
3.1.21.05 | 3.1.21.05 | 3.1.21.05 | Closed Windows (Outer single glazing) | 4 | m2
3.1.21.10 | 3.1.21.10 | 3.1.21.10 | Finish-Exterior wall openings-Filled with glass-Window turning on one side (single)-Wood | 2 | m2
3.1.21.11 | 3.1.21.11 | 3.1.21.11 | Finish-Exterior wall openings-Filled with glass-Window turning on one side (single)-Aluminium | 2 | m2
3.1.21.12 | 3.1.21.12 | 3.1.21.12 | Finish-Exterior wall openings-Filled with glass-Window turning on one side (double)-PVC | 2 | m2
3.1.21.13 | 3.1.21.13 | 3.1.21.13 | Finish-Exterior wall openings-Filled with glass-Window turning on one side (double)-Steel | 2 | m2
3.1.21.14 | 3.1.21.14 | 3.1.21.14 | Finish-Exterior wall openings-Filled with glass-Window pivoting on one side (double)-Wood | 2 | m2
3.1.22.00 | 3.1.22.00 | 3.1.22.00 | Window opening on 1 side (Outer double glazing) General | 2 | m2
3.1.22.01 | 3.1.22.01 | 3.1.22.01 | Window opening on 1 side (Outer double glazing) PVC | 2 | m2
3.1.22.02 | 3.1.22.02 | 3.1.22.02 | Window opening on 1 side (Outer double glazing) Steel | 2 | m2
3.1.22.03 | 3.1.22.03 | 3.1.22.03 | Window opening on 1 side (Outer double glazing) Wood | 2 | m2
3.1.22.04 | 3.1.22.04 | 3.1.22.04 | Window opening on 1 side (Outer double glazing) Aluminium | 2 | m2
3.1.22.05 | 3.1.22.05 | 3.1.22.05 | Window opening on 1 side (Outer single glazing) | 2 | m2
3.1.23.00 | 3.1.23.00 | 3.1.23.00 | Sliding Windows (Outer double glazing) General | 2 | m2
3.1.23.01 | 3.1.23.01 | 3.1.23.01 | Sliding Windows (Outer double glazing) PVC | 4 | m2
3.1.23.02 | 3.1.23.02 | 3.1.23.02 | Sliding Windows (Outer double glazing) Steel | 4 | m2
3.1.23.03 | 3.1.23.03 | 3.1.23.03 | Sliding Windows (Outer double glazing) Wood | 4 | m2
3.1.23.04 | 3.1.23.04 | 3.1.23.04 | Sliding Windows (Outer double glazing) Aluminium | 4 | m2
3.1.23.05 | 3.1.23.05 | 3.1.23.05 | Sliding Windows (Outer single glazing) | 2 | m2
3.1.24.00 | 3.1.24.00 | 3.1.24.00 | Window rotating on a vertical or horizontal axis (Outer double glazing) General | 4 | m2
3.1.24.01 | 3.1.24.01 | 3.1.24.01 | Window rotating on a vertical or horizontal axis (Outer double glazing) PVC | 4 | m2
3.1.24.02 | 3.1.24.02 | 3.1.24.02 | Window rotating on a vertical or horizontal axis (Outer double glazing) Steel | 4 | m2
3.1.24.03 | 3.1.24.03 | 3.1.24.03 | Window rotating on a vertical or horizontal axis (Outer double glazing) Wood | 4 | m2
3.1.24.04 | 3.1.24.04 | 3.1.24.04 | Window rotating on a vertical or horizontal axis (Outer double glazing) Aluminium | 4 | m2
3.1.24.05 | 3.1.24.05 | 3.1.24.05 | Window rotating on a vertical or horizontal axis (Outer single glazing) | 2 | m2
3.1.25.00 | 3.1.25.00 | 3.1.25.00 | Combination Window (Outer double glazing) General | 4 | m2
3.1.25.01 | 3.1.25.01 | 3.1.25.01 | Combination Window (Outer double glazing) PVC | 4 | m2
3.1.25.02 | 3.1.25.02 | 3.1.25.02 | Combination Window (Outer double glazing) Steel | 4 | m2
3.1.25.03 | 3.1.25.03 | 3.1.25.03 | Combination Window (Outer double glazing) Wood | 4 | m2
3.1.25.04 | 3.1.25.04 | 3.1.25.04 | Combination Window (Outer double glazing) Aluminium | 4 | m2
3.1.25.05 | 3.1.25.05 | 3.1.25.05 | Combination Window (Outer single glazing) | 2 | m2
3.1.26.00 | 3.1.26.00 | 3.1.26.00 | Double Window opening on 1 side (Outer double glazing) General | 4 | m2
3.1.26.01 | 3.1.26.01 | 3.1.26.01 | Double Window opening on 1 side (Outer double glazing) PVC | 4 | m2
3.1.26.02 | 3.1.26.02 | 3.1.26.02 | Double Window opening on 1 side (Outer double glazing) Steel | 4 | m2
3.1.26.03 | 3.1.26.03 | 3.1.26.03 | Double Window opening on 1 side (Outer double glazing) Wood | 4 | m2
3.1.26.04 | 3.1.26.04 | 3.1.26.04 | Double Window opening on 1 side (Outer double glazing) Aluminium | 4 | m2
3.1.26.05 | 3.1.26.05 | 3.1.26.05 | Double Window opening on 1 side (Outer single glazing) | 4 | m2
3.1.27.00 | 3.1.27.00 | 3.1.27.00 | Double window rotating on a vertical or horizontal axis (Outer double glazing) General | 4 | m2
3.1.27.01 | 3.1.27.01 | 3.1.27.01 | Double window rotating on a vertical or horizontal axis (Outer double glazing) PVC | 4 | m2
3.1.27.02 | 3.1.27.02 | 3.1.27.02 | Double window rotating on a vertical or horizontal axis (Outer double glazing) Steel | 4 | m2
3.1.27.03 | 3.1.27.03 | 3.1.27.03 | Double window rotating on a vertical or horizontal axis (Outer double glazing) Wood | 4 | m2
3.1.27.04 | 3.1.27.04 | 3.1.27.04 | Double window rotating on a vertical or horizontal axis (Outer double glazing) Aluminium | 4 | m2
3.1.27.05 | 3.1.27.05 | 3.1.27.05 | Double window rotating on a vertical or horizontal axis (Outersingle glazing) | 4 | m2
3.1.28.00 | 3.1.28.00 | 3.1.28.00 | Double Combination Windows (Outer double glazing) General | 4 | m2
3.1.28.01 | 3.1.28.01 | 3.1.28.01 | Double Combination Windows (Outer double glazing) PVC | 4 | m2
3.1.28.02 | 3.1.28.02 | 3.1.28.02 | Double Combination Windows (Outer double glazing) Steel | 4 | m2
3.1.28.03 | 3.1.28.03 | 3.1.28.03 | Double Combination Windows (Outer double glazing) Wood | 4 | m2
3.1.28.04 | 3.1.28.04 | 3.1.28.04 | Double Combination Windows (Outer double glazing) Aluminium | 4 | m2
3.1.28.05 | 3.1.28.05 | 3.1.28.05 | Double Combination Windows (Outer single glazing) | 4 | m2
3.1.30.00 | 3.1.30.00 | 3.1.30.00 | Door Sill General | 1 | m1
3.1.30.01 | 3.1.30.01 | 3.1.30.01 | Door Sill Hard stone | 1 | m1
3.1.30.02 | 3.1.30.02 | 3.1.30.02 | Door Sill Natural Stone | 1 | m1
3.1.30.03 | 3.1.30.03 | 3.1.30.03 | Door Sill Terrazzo | 1 | m1
3.1.30.04 | 3.1.30.04 | 3.1.30.04 | Door Sill Concrete | 1 | m1
3.1.30.05 | 3.1.30.05 | 3.1.30.05 | Electrical Lock | 1 | pcs
3.1.31.00 | 3.1.31.00 | 3.1.31.00 | Manual Swing Door Single (General) | 2 | m2
3.1.31.01 | 3.1.31.01 | 3.1.31.01 | Manual Swing Door Single (PVC) | 2 | m2
3.1.31.02 | 3.1.31.02 | 3.1.31.02 | Manual Swing Door Single (Wood) | 2 | m2
3.1.31.03 | 3.1.31.03 | 3.1.31.03 | Manual Swing Door Single (Steel) | 2 | m2
3.1.31.04 | 3.1.31.04 | 3.1.31.04 | Manual Swing Door Single (Glass) | 2 | m2
3.1.31.05 | 3.1.31.05 | 3.1.31.05 | Manual Swing Door Single (Aluminium) | 2 | m2
3.1.31.10 | 3.1.31.10 | 3.1.31.10 | Automatic Swing Door Single (Aluminium) | 2 | m2
3.1.31.11 | 3.1.31.11 | 3.1.31.11 | Automatic Swing Door Single (PVC) | 2 | m2
3.1.31.12 | 3.1.31.12 | 3.1.31.12 | Automatic Swing Door Single (Wood) | 2 | m2
3.1.31.13 | 3.1.31.13 | 3.1.31.13 | Automatic Swing Door Single (Steel) | 2 | m2
3.1.31.14 | 3.1.31.14 | 3.1.31.14 | Automatic Swing Door Single (Glass) | 2 | m2
3.1.31.20 | 3.1.31.20 | 3.1.31.20 | Manual Swing Door Single (Wood, Low maintenance) | 2 | m2
3.1.32.00 | 3.1.32.00 | 3.1.32.00 | Manual Sliding Door (Outer) General | 2 | m2
3.1.32.01 | 3.1.32.01 | 3.1.32.01 | Manual Sliding Door (Outer) PVC | 2 | m2
3.1.32.02 | 3.1.32.02 | 3.1.32.02 | Manual Sliding Door (Outer) Wood | 2 | m2
3.1.32.03 | 3.1.32.03 | 3.1.32.03 | Manual Sliding Door (Outer) Steel | 2 | m2
3.1.32.04 | 3.1.32.04 | 3.1.32.04 | Manual Sliding Door (Outer) Glass | 2 | m2
3.1.32.05 | 3.1.32.05 | 3.1.32.05 | Manual Sliding Door (Outer) Aluminium | 2 | m2
3.1.32.11 | 3.1.32.11 | 3.1.32.11 | Automatic Sliding Door (Outer) PVC | 2 | m2
3.1.32.12 | 3.1.32.12 | 3.1.32.12 | Automatic Sliding Door (Outer) Wood | 2 | m2
3.1.32.13 | 3.1.32.13 | 3.1.32.13 | Automatic Sliding Door (Outer) Steel | 2 | m2
3.1.32.14 | 3.1.32.14 | 3.1.32.14 | Automatic Sliding Door (Outer) Glass | 2 | m2
3.1.33.00 | 3.1.33.00 | 3.1.33.00 | Manual Tilt Door Single (General) | 2 | m2
3.1.33.01 | 3.1.33.01 | 3.1.33.01 | Manual Tilt Door Single (PVC) | 2 | m2
3.1.33.02 | 3.1.33.02 | 3.1.33.02 | Manual Tilt Door Single (Wood) | 2 | m2
3.1.33.03 | 3.1.33.03 | 3.1.33.03 | Manual Tilt Door Single (Steel) | 2 | m2
3.1.33.04 | 3.1.33.04 | 3.1.33.04 | Manual Tilt Door Single (Glass) | 2 | m2
3.1.33.05 | 3.1.33.05 | 3.1.33.05 | Manual Tilt Door Single (Aluminium) | 2 | m2
3.1.33.10 | 3.1.33.10 | 3.1.33.10 | Manual Sectional Door (Outer) General | 5 | m2
3.1.33.11 | 3.1.33.11 | 3.1.33.11 | Manual Sectional Door (Outer) PVC | 5 | m2
3.1.33.12 | 3.1.33.12 | 3.1.33.12 | Manual Sectional Door (Outer) Wood | 5 | m2
3.1.33.13 | 3.1.33.13 | 3.1.33.13 | Manual Sectional Door (Outer) Steel | 5 | m2
3.1.33.14 | 3.1.33.14 | 3.1.33.14 | Manual Sectional Door (Outer) Glass | 5 | m2
3.1.33.15 | 3.1.33.15 | 3.1.33.15 | Manual Sectional Door (Outer) Aluminium | 5 | m2
3.1.33.21 | 3.1.33.21 | 3.1.33.21 | Automatic Tilt Door Single (PVC) | 2 | m2
3.1.33.22 | 3.1.33.22 | 3.1.33.22 | Automatic Tilt Door Single (Wood) | 2 | m2
3.1.33.23 | 3.1.33.23 | 3.1.33.23 | Automatic Tilt Door Single (Steel) | 2 | m2
3.1.33.24 | 3.1.33.24 | 3.1.33.24 | Automatic Tilt Door Single (Glass) | 2 | m2
3.1.34.00 | 3.1.34.00 | 3.1.34.00 | Manual Revolving Door Single (General) | 2 | m2
3.1.34.01 | 3.1.34.01 | 3.1.34.01 | Manual Revolving Door Single (PVC) | 2 | m2
3.1.34.02 | 3.1.34.02 | 3.1.34.02 | Manual Revolving Door Single (Wood) | 2 | m2
3.1.34.03 | 3.1.34.03 | 3.1.34.03 | Manual Revolving Door Single (Steel) | 2 | m2
3.1.34.04 | 3.1.34.04 | 3.1.34.04 | Manual Revolving Door Single (Glass) | 2 | m2
3.1.34.05 | 3.1.34.05 | 3.1.34.05 | Manual Revolving Door Single (Aluminium) | 2 | m2
3.1.34.10 | 3.1.34.10 | 3.1.34.10 | Deur - draaideur (7345) | 2 | m2
3.1.34.11 | 3.1.34.11 | 3.1.34.11 | Automatic Revolving Door Single (PVC) | 2 | m2
3.1.34.12 | 3.1.34.12 | 3.1.34.12 | Automatic Revolving Door Single (Wood) | 2 | m2
3.1.34.13 | 3.1.34.13 | 3.1.34.13 | Automatic Revolving Door Single (Steel) | 2 | m2
3.1.34.14 | 3.1.34.14 | 3.1.34.14 | Automatic Revolving Door Single (Glass) | 2 | m2
3.1.35.00 | 3.1.35.00 | 3.1.35.00 | Manual Swing Door Double (Outer) General | 4 | m2
3.1.35.01 | 3.1.35.01 | 3.1.35.01 | Manual Swing Door Double (Outer) PVC | 4 | m2
3.1.35.02 | 3.1.35.02 | 3.1.35.02 | Manual Swing Door Double (Outer) Wood | 4 | m2
3.1.35.03 | 3.1.35.03 | 3.1.35.03 | Manual Swing Door Double (Outer) Steel | 4 | m2
3.1.35.04 | 3.1.35.04 | 3.1.35.04 | Manual Swing Door Double (Outer) Glass | 4 | m2
3.1.35.05 | 3.1.35.05 | 3.1.35.05 | Manual Swing Door Double (Outer) Aluminium | 4 | m2
3.1.35.10 | 3.1.35.10 | 3.1.35.10 | Automatic Swing Door Double (Outer) Aluminium | 4 | m2
3.1.35.11 | 3.1.35.11 | 3.1.35.11 | Automatic Swing Door Double (Outer) PVC | 4 | m2
3.1.35.12 | 3.1.35.12 | 3.1.35.12 | Automatic Swing Door Double (Outer) Wood | 4 | m2
3.1.35.13 | 3.1.35.13 | 3.1.35.13 | Automatic Swing Door Double (Outer) Steel | 4 | m2
3.1.35.14 | 3.1.35.14 | 3.1.35.14 | Automatic Swing Door Double (Outer) Glass | 4 | m2
3.1.36.00 | 3.1.36.00 | 3.1.36.00 | Manual Sliding Door Double (Outer) General | 4 | m2
3.1.36.01 | 3.1.36.01 | 3.1.36.01 | Manual Sliding Door Double (Outer) PVC | 4 | m2
3.1.36.02 | 3.1.36.02 | 3.1.36.02 | Manual Sliding Door Double (Outer) Wood | 4 | m2
3.1.36.03 | 3.1.36.03 | 3.1.36.03 | Manual Sliding Door Double (Outer) Steel | 4 | m2
3.1.36.04 | 3.1.36.04 | 3.1.36.04 | Manual Sliding Door Double (Outer) Glass | 4 | m2
3.1.36.05 | 3.1.36.05 | 3.1.36.05 | Manual Sliding Door Double (Outer) Aluminium | 4 | m2
3.1.36.06 | 3.1.36.06 | 3.1.36.06 | Finish-Exterior wall openings-Filled with glass-Combination window (double)-Wood | 4 | m2
3.1.36.07 | 3.1.36.07 | 3.1.36.07 | Finish-Exterior wall openings-Filled with glass-Combination window (double)-Steel | 4 | m2
3.1.36.08 | 3.1.36.08 | 3.1.36.08 | Finish-Exterior wall openings-Filled with glass-Combination window (double)-Wood | 4 | m2
3.1.36.09 | 3.1.36.09 | 3.1.36.09 | Finish-Exterior wall openings-Filled with glass-Combination window (double)-Steel | 4 | m2
3.1.36.10 | 3.1.36.10 | 3.1.36.10 | Automatic Sliding Door Double (Outer) Aluminium | 4 | m2
3.1.36.11 | 3.1.36.11 | 3.1.36.11 | Automatic Sliding Door Double (Outer) PVC | 4 | m2
3.1.36.12 | 3.1.36.12 | 3.1.36.12 | Automatic Sliding Door Double (Outer) Wood | 4 | m2
3.1.36.13 | 3.1.36.13 | 3.1.36.13 | Automatic Sliding Door Double (Outer) Steel | 4 | m2
3.1.36.14 | 3.1.36.14 | 3.1.36.14 | Automatic Sliding Door Double (Outer) Glass | 4 | m2
3.1.50.01 | 3.1.50.01 | 3.1.50.01 | Facade Louvre (Aluminium) | 10 | m2
3.1.50.02 | 3.1.50.02 | 3.1.50.02 | Facade Louvre (Steel) | 10 | m2
3.2.21.00 | 3.2.21.00 | 3.2.21.00 | Closed Window (Inner) | 12 | m2
3.2.21.01 | 3.2.21.01 | 3.2.21.01 | Finish-Exterior wall openings-Filled with glass-Combination window (double)-Steel | 4 | m2
3.2.21.02 | 3.2.21.02 | 3.2.21.02 | Finish-Exterior wall openings-Filled with glass-Combination window (double)-Wood | 4 | m2
3.2.21.03 | 3.2.21.03 | 3.2.21.03 | Finish-Exterior wall openings-Filled with glass-Combination window (double)-Steel | 4 | m2
3.2.21.04 | 3.2.21.04 | 3.2.21.04 | Finish-Exterior wall openings-Filled with glass-Combination window (double)-Wood | 4 | m2
3.2.21.05 | 3.2.21.05 | 3.2.21.05 | Finish-Exterior wall openings-Filled with glass-Combination window (double)-Steel | 4 | m2
3.2.21.06 | 3.2.21.06 | 3.2.21.06 | Finish-Exterior wall openings-Filled with glass-Combination window (double)-Wood | 4 | m2
3.2.21.07 | 3.2.21.07 | 3.2.21.07 | Finish-Exterior wall openings-Filled with glass-Combination window (double)-Steel | 4 | m2
3.2.21.08 | 3.2.21.08 | 3.2.21.08 | Finish-Exterior wall openings-Filled with glass-Combination window (double)-Wood | 4 | m2
3.2.22.00 | 3.2.22.00 | 3.2.22.00 | Window opening on 1 side (Inner) | 2 | m2
3.2.22.01 | 3.2.22.01 | 3.2.22.01 | Double Window opening on 1 side (Inner) | 4 | m2
3.2.23.00 | 3.2.23.00 | 3.2.23.00 | Sliding Window (Inner) | 2 | m2
3.2.24.00 | 3.2.24.00 | 3.2.24.00 | Window rotating on a vertical or horizontal axis (Inner) | 2 | m2
3.2.24.01 | 3.2.24.01 | 3.2.24.01 | Double Window rotating on a vertical or horizontal axis (Inner) | 4 | m2
3.2.25.00 | 3.2.25.00 | 3.2.25.00 | Combination Window (Inner) | 2 | m2
3.2.25.01 | 3.2.25.01 | 3.2.25.01 | Double Combination Window (Inner) | 4 | m2
3.2.31.00 | 3.2.31.00 | 3.2.31.00 | Manual Revolving Door Single (Inner) | 2 | m2
3.2.31.01 | 3.2.31.01 | 3.2.31.01 | Automatic Revolving Door Single (Inner) | 2 | m2
3.2.31.02 | 3.2.31.02 | 3.2.31.02 | Manual Revolving Door Double (Inner) | 4 | m2
3.2.31.03 | 3.2.31.03 | 3.2.31.03 | Automatic Revolving Door Double (Inner) | 4 | m2
3.2.31.04 | 3.2.31.04 | 3.2.31.04 | Porte-2 | 2 | m2
3.2.31.05 | 3.2.31.05 | 3.2.31.05 | Porte-3 | 2 | m2
3.2.31.11 | 3.2.31.11 | 3.2.31.11 | Automatic Revolving Door (Outer) PVC | 2 | m2
3.2.31.12 | 3.2.31.12 | 3.2.31.12 | Automatic Revolving Door (Outer) wood | 2 | m2
3.2.31.13 | 3.2.31.13 | 3.2.31.13 | Automatic Revolving Door (Outer) Steel | 2 | m2
3.2.31.14 | 3.2.31.14 | 3.2.31.14 | Automatic Revolving Door (Outer) Glass | 2 | m2
3.2.31.15 | 3.2.31.15 | 3.2.31.15 | Automatic Revolving Door (Outer) Aluminium | 2 | m2
3.2.31.20 | 3.2.31.20 | 3.2.31.20 | Manual Revolving Door Double (Outer) General | 4 | m2
3.2.31.21 | 3.2.31.21 | 3.2.31.21 | Manual Revolving Door Double (Outer) PVC | 4 | m2
3.2.31.22 | 3.2.31.22 | 3.2.31.22 | Manual Revolving Door Double (Outer) wood | 4 | m2
3.2.31.23 | 3.2.31.23 | 3.2.31.23 | Manual Revolving Door Double (Outer) Steel | 4 | m2
3.2.31.24 | 3.2.31.24 | 3.2.31.24 | Manual Revolving Door Double (Outer) Glass | 4 | m2
3.2.31.25 | 3.2.31.25 | 3.2.31.25 | Manual Revolving Door Double (Outer) Aluminium | 4 | m2
3.2.31.30 | 3.2.31.30 | 3.2.31.30 | Automatic Revolving Door Double (Outer) General | 4 | m2
3.2.31.31 | 3.2.31.31 | 3.2.31.31 | Automatic Revolving Door Double (Outer) PVC | 4 | m2
3.2.31.32 | 3.2.31.32 | 3.2.31.32 | Automatic Revolving Door Double (Outer) wood | 4 | m2
3.2.31.33 | 3.2.31.33 | 3.2.31.33 | Automatic Revolving Door Double (Outer) Steel | 4 | m2
3.2.31.34 | 3.2.31.34 | 3.2.31.34 | Automatic Revolving Door Double (Outer) Glass | 4 | m2
3.2.31.35 | 3.2.31.35 | 3.2.31.35 | Automatic Revolving Door Double (Outer) Aluminium | 4 | m2
3.2.32.00 | 3.2.32.00 | 3.2.32.00 | Manual Sliding Door Double (Inner) | 4 | m2
3.2.32.01 | 3.2.32.01 | 3.2.32.01 | Automatic Sliding Door Double (Inner) | 4 | m2
3.2.32.02 | 3.2.32.02 | 3.2.32.02 | Manual Sliding Door Double (Inner) | 4 | m2
3.2.32.03 | 3.2.32.03 | 3.2.32.03 | Automatic Sliding Door Double (Inner) | 4 | m2
3.2.32.05 | 3.2.32.05 | 3.2.32.05 | Automatic Access Door Single with badge (Inner) | 2 | m2
3.2.33.10 | 3.2.33.10 | 3.2.33.10 | Manual Sectional Door Single (Inner) | 5 | m2
3.2.33.11 | 3.2.33.11 | 3.2.33.11 | Automatic Sectional Door Single (Inner) | 5 | m2
3.2.33.12 | 3.2.33.12 | 3.2.33.12 | Automatic Fast Closing Door Single (Inner) | 2 | m2
3.3.33.31 | 3.3.33.31 | 3.3.33.31 | Automatic Sectional Door (Outer) PVC | 5 | m2
3.3.33.32 | 3.3.33.32 | 3.3.33.32 | Automatic Sectional Door (Outer) Wood | 5 | m2
3.3.33.33 | 3.3.33.33 | 3.3.33.33 | Automatic Sectional Door (Outer) Steel | 5 | m2
3.3.33.34 | 3.3.33.34 | 3.3.33.34 | Automatic Sectional Door (Outer) Glass | 5 | m2
3.4.11.00 | 3.4.11.00 | 3.4.11.00 | Inner Balustrades | 2 | m2
3.4.12.00 | 3.4.12.00 | 3.4.12.00 | Outer Balustrades | 2 | m2
3.4.21.00 | 3.4.21.00 | 3.4.21.00 | Inner Railing Stairs | 1 | m1
3.4.21.01 | 3.4.21.01 | 3.4.21.01 | Inner Railing | 1 | m1
3.4.22.00 | 3.4.22.00 | 3.4.22.00 | Outer Railing Stairs | 1 | m2
3.4.22.01 | 3.4.22.01 | 3.4.22.01 | Outer Railing | 1 | m1
3.7.21.00 | 3.7.21.00 | 3.7.21.00 | Closed Roof Windows General (double glazing) | 1 | m2
3.7.21.01 | 3.7.21.01 | 3.7.21.01 | Skylight-2 | 1 | m2
3.7.21.02 | 3.7.21.02 | 3.7.21.02 | Light Dome-2 | 4 | m2
3.7.21.03 | 3.7.21.03 | 3.7.21.03 | Closed Roof Windows PVC (double glazing) | 4 | m2
3.7.21.04 | 3.7.21.04 | 3.7.21.04 | Closed Roof Windows Steel (double glazing) | 4 | m2
3.7.21.05 | 3.7.21.05 | 3.7.21.05 | Closed Roof Windows Wood (double glazing) | 4 | m2
3.7.21.06 | 3.7.21.06 | 3.7.21.06 | Closed Roof Windows Aluminium (double glazing) | 4 | m2
3.7.21.08 | 3.7.21.08 | 3.7.21.08 | Closed Roof Windows General (single glazing) | 4 | m2
3.7.21.10 | 3.7.21.10 | 3.7.21.10 | Skylight | 1 | m2
3.7.21.20 | 3.7.21.20 | 3.7.21.20 | Light Dome | 4 | m2
3.7.21.30 | 3.7.21.30 | 3.7.21.30 | Dormer | 1 | m2
3.7.22.00 | 3.7.22.00 | 3.7.22.00 | Window opening on 1 side General (double glazing) | 2 | m2
3.7.22.01 | 3.7.22.01 | 3.7.22.01 | Window opening on 1 side PVC (double glazing) | 2 | m2
3.7.22.02 | 3.7.22.02 | 3.7.22.02 | Window opening on 1 side Steel (double glazing) | 2 | m2
3.7.22.03 | 3.7.22.03 | 3.7.22.03 | Window opening on 1 side Wood (double glazing) | 2 | m2
3.7.22.04 | 3.7.22.04 | 3.7.22.04 | Window opening on 1 side Aluminium (double glazing) | 2 | m2
3.7.23.00 | 3.7.23.00 | 3.7.23.00 | Sliding Roof Windows General (double glazing) | 4 | m2
3.7.23.01 | 3.7.23.01 | 3.7.23.01 | Sliding Roof Windows PVC (double glazing) | 4 | m2
3.7.23.02 | 3.7.23.02 | 3.7.23.02 | Sliding Roof Windows Steel (double glazing) | 4 | m2
3.7.23.03 | 3.7.23.03 | 3.7.23.03 | Sliding Roof Windows Wood (double glazing) | 4 | m2
3.7.23.04 | 3.7.23.04 | 3.7.23.04 | Sliding Roof Windows Aluminium (double glazing) | 4 | m2
3.7.23.05 | 3.7.23.05 | 3.7.23.05 | Sliding Roof Windows (single glazing) | 4 | m2
3.7.24.00 | 3.7.24.00 | 3.7.24.00 | Roof Windows rotating on a vertical or horizontal axis General (double glazing) | 4 | m2
3.7.24.01 | 3.7.24.01 | 3.7.24.01 | Roof Windows rotating on a vertical or horizontal axis PVC (double glazing) | 4 | m2
3.7.24.02 | 3.7.24.02 | 3.7.24.02 | Roof Windows rotating on a vertical or horizontal axis Steel (double glazing) | 4 | m2
3.7.24.03 | 3.7.24.03 | 3.7.24.03 | Roof Windows rotating on a vertical or horizontal axis Wood (double glazing) | 4 | m2
3.7.24.04 | 3.7.24.04 | 3.7.24.04 | Roof Windows rotating on a vertical or horizontal axis Aluminium (double glazing) | 4 | m2
3.7.24.05 | 3.7.24.05 | 3.7.24.05 | Roof Windows rotating on a vertical or horizontal axis (single glazing) | 2 | m2
3.7.25.00 | 3.7.25.00 | 3.7.25.00 | Combination Windows (Roof) General (double glazing) | 4 | m2
3.7.25.01 | 3.7.25.01 | 3.7.25.01 | Combination Windows (Roof) PVC (double glazing) | 4 | m2
3.7.25.02 | 3.7.25.02 | 3.7.25.02 | Combination Windows (Roof) Steel (double glazing) | 4 | m2
3.7.25.03 | 3.7.25.03 | 3.7.25.03 | Combination Windows (Roof) Wood (double glazing) | 4 | m2
3.7.25.04 | 3.7.25.04 | 3.7.25.04 | Combination Windows (Roof) Aluminium (double glazing) | 4 | m2
3.7.25.05 | 3.7.25.05 | 3.7.25.05 | Combination Windows (Roof single glazing) | 4 | m2
4.1.11.00 | 4.1.11.00 | 4.1.11.00 | Facade Finishing | 5 | m2
4.1.12.00 | 4.1.12.00 | 4.1.12.00 | Facade Cladding General | 5 | m2
4.1.12.01 | 4.1.12.01 | 4.1.12.01 | Facade Cladding Bardage | 5 | m2
4.1.12.02 | 4.1.12.02 | 4.1.12.02 | Facade Cladding bardage on inner boxes | 5 | m2
4.1.12.03 | 4.1.12.03 | 4.1.12.03 | Facade Cladding Sandwichpanels | 5 | m2
4.1.12.04 | 4.1.12.04 | 4.1.12.04 | Facade Cladding Steel panels | 5 | m2
4.1.12.05 | 4.1.12.05 | 4.1.12.05 | Facade Cladding Concrete | 5 | m2
4.1.12.50 | 4.1.12.50 | 4.1.12.50 | Facade plinth general | 1 | m1
4.1.12.51 | 4.1.12.51 | 4.1.12.51 | Facade plinth concrete | 1 | m1
4.5.11.00 | 4.5.11.00 | 4.5.11.00 | Lowered Ceiling | 5 | m2
4.5.12.00 | 4.5.12.00 | 4.5.12.00 | System Ceiling | 5 | m2
4.5.21.00 | 4.5.21.00 | 4.5.21.00 | Naked Ceiling | 5 | m2
4.5.22.00 | 4.5.22.00 | 4.5.22.00 | Clad Ceiling | 5 | m2
5.1.11.00 | 5.1.11.00 | 5.1.11.00 | Condensating gasfired Air Heater | 40 | kW
5.1.11.01 | 5.1.11.01 | 5.1.11.01 | Condensating gasfired Air Heater | 40 | kW
5.1.11.11 | 5.1.11.11 | 5.1.11.11 | Koperen leidingen voor thermische zonnepanelen | 10 | m1
5.1.11.88 | 5.1.11.88 | 5.1.11.88 | Waterpowered Air heater spiral | 10 | kW
5.1.12.00 | 5.1.12.00 | 5.1.12.00 | Hot Air Generator + fuel burner | 10 | kW
5.1.13.00 | 5.1.13.00 | 5.1.13.00 | Solid Fuel Heater | 10 | kW
5.1.21.00 | 5.1.21.00 | 5.1.21.00 | Wallmounted Gas Boiler (> 100 kW) | 400 | kW
5.1.21.01 | 5.1.21.01 | 5.1.21.01 | Wallmounted Condensating Gas Boiler (> 100 kW) | 500 | kW
5.1.21.05 | 5.1.21.05 | 5.1.21.05 | Wallmounted Condensating Gas Boiler (<= 100 kW) | 40 | kW
5.1.21.07 | 5.1.21.07 | 5.1.21.07 | Atmospheric Boiler (<= 100 kW) | 40 | kW
5.1.21.11 | 5.1.21.11 | 5.1.21.11 | Atmospheric Boiler (> 100 kW) | 400 | kW
5.1.21.20 | 5.1.21.20 | 5.1.21.20 | Gas Boiler | 400 | kW
5.1.21.21 | 5.1.21.21 | 5.1.21.21 | Condensating Gas Boiler | 200 | kW
5.1.21.25 | 5.1.21.25 | 5.1.21.25 | Brander - gas (<= 100 kW) (455) | 75 | kW
5.1.21.26 | 5.1.21.26 | 5.1.21.26 | Brander - gas (> 100 kW) (460/465/470/475/480/485/490/495/500/505) | 1000 | kW
5.1.22.00 | 5.1.22.00 | 5.1.22.00 | Wallmounted Boiler (<= 100 kW) | 40 | kW
5.1.22.01 | 5.1.22.01 | 5.1.22.01 | Wallmounted Boiler (> 100 kW) | 400 | kW
5.1.22.02 | 5.1.22.02 | 5.1.22.02 | Wallmounted Condensating Boiler (> 100 kW) | 400 | kW
5.1.23.00 | 5.1.23.00 | 5.1.23.00 | Boiler (Solid Fuel) | 40 | kW
5.1.23.10 | 5.1.23.10 | 5.1.23.10 | Biomass | 1 | pcs
5.1.24.00 | 5.1.24.00 | 5.1.24.00 | Chimney (gas boiler) | 1 | m1
5.1.24.10 | 5.1.24.10 | 5.1.24.10 | Chimney (Fuel Boiler) | 1 | m1
5.1.24.20 | 5.1.24.20 | 5.1.24.20 | Chimney (Solid Fuel) | 1 | m1
5.1.29.33 | 5.1.29.33 | 5.1.29.33 | Overvulbeveiliging - Waals gewest (1265) | 1 | pcs
5.1.29.35 | 5.1.29.35 | 5.1.29.35 | Niveaudetectie - Waals gewest (1365) | 1 | pcs
5.1.29.36 | 5.1.29.36 | 5.1.29.36 | Kathodische bescherming - Waals gewest (1370) | 1 | pcs
5.1.29.39 | 5.1.29.39 | 5.1.29.39 | Gekoppelde stookolietanks - Waals gewest (1385) | 1 | pcs
5.1.30.15 | 5.1.30.15 | 5.1.30.15 | Heat Interface Unit | 500 | kW
5.1.30.20 | 5.1.30.20 | 5.1.30.20 | Electrical Heat Exchanger | 500 | kW
5.1.33.01 | 5.1.33.01 | 5.1.33.01 | Steam Boiler LP < 0,5 bar (gas) + economiser | 10 | kW
5.1.33.06 | 5.1.33.06 | 5.1.33.06 | Steam Boiler HP > 0,5 bar (gas) + economiser | 10 | kW
5.1.33.08 | 5.1.33.08 | 5.1.33.08 | Stoomketel - hoge druk (> 0,5 bar) (<= 100 kW) (434) | 85 | kW
5.1.33.09 | 5.1.33.09 | 5.1.33.09 | Stoomketel - hoge druk (> 0,5 bar) (> 100 kW) (435/440) | 580 | kW
5.1.33.10 | 5.1.33.10 | 5.1.33.10 | Stoomgenerator (450) | 46 | kW
5.1.33.11 | 5.1.33.11 | 5.1.33.11 | Steam Generator HP (Gas) | 10 | kW
5.1.33.20 | 5.1.33.20 | 5.1.33.20 | Steam Boiler LP < 0,5 bar (Fuel) | 46 | kW
5.1.33.21 | 5.1.33.21 | 5.1.33.21 | Steam Boiler LP < 0,5 bar (Fuel) + economiser | 46 | kW
5.1.33.25 | 5.1.33.25 | 5.1.33.25 | Steam Boiler HP > 0,5 bar (Fuel) | 10 | kW
5.1.33.26 | 5.1.33.26 | 5.1.33.26 | Steam Boiler HP > 0,5 bar (Fuel) + economiser | 10 | kW
5.1.33.31 | 5.1.33.31 | 5.1.33.31 | Steam Generator LP (Fuel) | 46 | kW
5.1.33.32 | 5.1.33.32 | 5.1.33.32 | Steam Generator HP (Fuel) | 10 | kW
5.1.33.41 | 5.1.33.41 | 5.1.33.41 | Steam Generator LP (Electrical) | 46 | kW
5.1.33.42 | 5.1.33.42 | 5.1.33.42 | Steam Generator HP (Electrical) | 10 | kW
5.1.41.00 | 5.1.41.00 | 5.1.41.00 | Cogeneration (CHP unit) | 500 | kW
5.1.44.00 | 5.1.44.00 | 5.1.44.00 | Chimney (Cogeneration) | 1 | m1
5.1.49.00 | 5.1.49.00 | 5.1.49.00 | Fuel Tank (Underground) Cogeneration | 200 | L
5.1.49.10 | 5.1.49.10 | 5.1.49.10 | Fuel Tank (Overground) Cogeneration | 200 | L
5.1.49.20 | 5.1.49.20 | 5.1.49.20 | Transfer Pump Fuel (Cogeneration) | 100 | mm
5.1.52.00 | 5.1.52.00 | 5.1.52.00 | Sun Collector (Heating) | 2 | m2
5.1.53.00 | 5.1.53.00 | 5.1.53.00 | Accumulation | 1 | pcs
5.2.02.01 | 5.2.02.01 | 5.2.02.01 | Ontluchtingskappen | 1 | pcs
5.2.02.02 | 5.2.02.02 | 5.2.02.02 | Doorvoerelement voor dakdoorvoer ventilatieleiding | 1 | pcs
5.2.02.04 | 5.2.02.04 | 5.2.02.04 | Dakkolken voor regenwater (systeem in onderdruk) | 1 | pcs
5.2.11.00 | 5.2.11.00 | 5.2.11.00 | Sand Pond | 5 | m3
5.2.11.10 | 5.2.11.10 | 5.2.11.10 | Rainwater drainage pipelines in the building General | 10 | m1
5.2.11.11 | 5.2.11.11 | 5.2.11.11 | Rainwater drainage pipelines inside the building Copper | 10 | m1
5.2.11.13 | 5.2.11.13 | 5.2.11.13 | Rainwater drainage pipelines inside the building Steel | 10 | m1
5.2.11.14 | 5.2.11.14 | 5.2.11.14 | Rainwater drainage pipelines inside the building Cast iron | 10 | m1
5.2.11.15 | 5.2.11.15 | 5.2.11.15 | Rainwater drainage pipelines inside the building PE | 10 | m1
5.2.11.16 | 5.2.11.16 | 5.2.11.16 | Rainwater drainage pipelines inside the building Aluminium | 10 | m1
5.2.11.17 | 5.2.11.17 | 5.2.11.17 | Rainwater drainage pipelines in the building Zinc | 10 | m1
5.2.12.11 | 5.2.12.11 | 5.2.12.11 | Rainwater drainage pipelines outside the building Copper | 10 | m1
5.2.12.12 | 5.2.12.12 | 5.2.12.12 | Rainwater drainage pipelines outside the building PVC | 10 | m1
5.2.12.13 | 5.2.12.13 | 5.2.12.13 | Rainwater drainage pipelines outside the building Steel | 10 | m1
5.2.12.14 | 5.2.12.14 | 5.2.12.14 | Rainwater drainage pipelines outside the building Cast iron | 10 | m1
5.2.12.15 | 5.2.12.15 | 5.2.12.15 | Rainwater drainage pipelines outside the building PE | 10 | m1
5.2.12.16 | 5.2.12.16 | 5.2.12.16 | Rainwater drainage pipelines outside the building Aluminium | 10 | m1
5.2.12.17 | 5.2.12.17 | 5.2.12.17 | Rainwater drainage pipelines outside the building Zinc | 10 | m1
5.2.16.00 | 5.2.16.00 | 5.2.16.00 | Cellar Pump (Sump pump) | 82 | mm
5.3.01.02 | 5.3.01.02 | 5.3.01.02 | Isolatie minerale wol – gewapende alu-folie DN 15 | 200 | m1
5.3.01.03 | 5.3.01.03 | 5.3.01.03 | Isolatie minerale wol – gewapende alu-folie | 200 | m1
5.3.01.05 | 5.3.01.05 | 5.3.01.05 | Isolatie minerale wol – gewapende alu-folie DN 32 | 200 | m1
5.3.01.06 | 5.3.01.06 | 5.3.01.06 | Isolatie minerale wol - afwerking aluminium bladen DN20 | 200 | m1
5.3.01.07 | 5.3.01.07 | 5.3.01.07 | Isolatie koud, regen en/of zacht waterleiding met synthetisch schuimrubber | 200 | m1
5.3.02.01 | 5.3.02.01 | 5.3.02.01 | piping -NOISE INSOLATION pipes Ø40 | 200 | m1
5.3.02.02 | 5.3.02.02 | 5.3.02.02 | piping -NOISE INSOLATION pipes Ø50 | 200 | m1
5.3.02.03 | 5.3.02.03 | 5.3.02.03 | piping -NOISE INSOLATION pipes Ø56 | 200 | m1
5.3.02.04 | 5.3.02.04 | 5.3.02.04 | piping -NOISE INSOLATION pipes Ø63 | 200 | m1
5.3.02.05 | 5.3.02.05 | 5.3.02.05 | piping -NOISE INSOLATION pipes Ø75 | 200 | m1
5.3.02.06 | 5.3.02.06 | 5.3.02.06 | piping -NOISE INSOLATION pipes Ø90 | 200 | m1
5.3.02.07 | 5.3.02.07 | 5.3.02.07 | piping -NOISE INSOLATION pipes Ø110 | 200 | m1
5.3.02.09 | 5.3.02.09 | 5.3.02.09 | piping -NOISE INSOLATION pipes Ø160 | 200 | m1
5.3.02.11 | 5.3.02.11 | 5.3.02.11 | GELUIDSISOLATIE leidingen Ø250 | 1 | m1
5.3.11.10 | 5.3.11.10 | 5.3.11.10 | Refrigerated drinking fountain | 1 | pcs
5.3.14.00 | 5.3.14.00 | 5.3.14.00 | Pressure increase group (Multicellular) | 2 | # of Pumps
5.3.14.10 | 5.3.14.10 | 5.3.14.10 | Hydrophore pump | 82 | mm
5.3.14.15 | 5.3.14.15 | 5.3.14.15 | Pressure Vessel Water | 10 | L
5.3.19.00 | 5.3.19.00 | 5.3.19.00 | Drinking water storage (plastic storage tank) | 10 | L
5.3.19.10 | 5.3.19.10 | 5.3.19.10 | Water storage (sprinkler) - above ground | 46 | L
5.3.19.20 | 5.3.19.20 | 5.3.19.20 | Water storage (sprinkler) - Underground | 10 | L
5.3.20.02 | 5.3.20.02 | 5.3.20.02 | Motor Pump HSW | 82 | mm
5.3.20.08 | 5.3.20.08 | 5.3.20.08 | Sanitary Cold water piping | 500 | m1
5.3.20.10 | 5.3.20.10 | 5.3.20.10 | Diffusion-tight three-layer plastic pipes DN32 | 100 | m1
5.3.21.05 | 5.3.21.05 | 5.3.21.05 | Water heater with Heat Pump | 500 | L
5.3.21.98 | 5.3.21.98 | 5.3.21.98 | Ketel - oververhit water (410) | 85 | kW
5.3.21.99 | 5.3.21.99 | 5.3.21.99 | Ketel - warm water (405) | 650 | kW
5.3.22.00 | 5.3.22.00 | 5.3.22.00 | Atmospheric Water Heater | 150 | L
5.3.22.10 | 5.3.22.10 | 5.3.22.10 | Central Heating Water Heater | 1000 | W
5.3.22.20 | 5.3.22.20 | 5.3.22.20 | Storage Vessel HSW | 100 | L
5.3.24.00 | 5.3.24.00 | 5.3.24.00 | Direct on gas water heating unit | 10 | kW
5.3.30.00 | 5.3.30.00 | 5.3.30.00 | Piping (Process water) | 1 | m1
5.3.30.10 | 5.3.30.10 | 5.3.30.10 | Runner Pumps (Process Water) | 82 | mm
5.3.34.00 | 5.3.34.00 | 5.3.34.00 | Runner Pumps (Pool Water) | 82 | mm
5.3.34.10 | 5.3.34.10 | 5.3.34.10 | Vacuum Cleaner Pump (Balai Pump) | 100 | mm
5.3.34.20 | 5.3.34.20 | 5.3.34.20 | Piping (Pool water) | 1 | m1
5.3.34.30 | 5.3.34.30 | 5.3.34.30 | Buffer Tank | 750 | L
5.3.50.00 | 5.3.50.00 | 5.3.50.00 | Conductivity Meter | 1 | pcs
5.3.50.10 | 5.3.50.10 | 5.3.50.10 | pH Meter | 1 | pcs
5.3.50.20 | 5.3.50.20 | 5.3.50.20 | Automatic Hardness Meter | 1 | pcs
5.3.50.30 | 5.3.50.30 | 5.3.50.30 | Cl and pH Analysis System | 1 | pcs
5.3.51.00 | 5.3.51.00 | 5.3.51.00 | Prefilter | 1 | pcs
5.3.51.11 | 5.3.51.11 | 5.3.51.11 | Bernoulli Filter | 1 | pcs
5.3.54.10 | 5.3.54.10 | 5.3.54.10 | Salt Electrolysis | 1 | pcs
5.3.54.20 | 5.3.54.20 | 5.3.54.20 | Demineralised water system | 1 | pcs
5.4.01.02 | 5.4.01.02 | 5.4.01.02 | Opbouwwastafel met koud water | 1 | pcs
5.4.01.03 | 5.4.01.03 | 5.4.01.03 | Inbouwwastafel met koud water | 1 | pcs
5.4.01.06 | 5.4.01.06 | 5.4.01.06 | Wastafel met onderbouwkastje met koud water | 1 | pcs
5.4.01.07 | 5.4.01.07 | 5.4.01.07 | Wastafel met onderbouwkastje met koud en warm water | 1 | pcs
5.4.01.08 | 5.4.01.08 | 5.4.01.08 | Wastafel voor MIVA met koud water | 1 | pcs
5.4.01.09 | 5.4.01.09 | 5.4.01.09 | Wastafel voor MIVA met koud en warm water | 1 | pcs
5.4.01.10 | 5.4.01.10 | 5.4.01.10 | Wastafel in RVS met onderbouwkastje in RVS met koud water | 1 | pcs
5.4.02.02 | 5.4.02.02 | 5.4.02.02 | Spiegel - standaard | 1 | pcs
5.4.02.03 | 5.4.02.03 | 5.4.02.03 | Kantelspiegel voor MIVA | 1 | pcs
5.4.03.01 | 5.4.03.01 | 5.4.03.01 | Hang WC met ingebouwd inbouwspoelreservoir Standaard | 1 | pcs
5.4.03.02 | 5.4.03.02 | 5.4.03.02 | Hang WC met ingebouwd inbouwspoelreservoir voor MIVA | 1 | pcs
5.4.03.03 | 5.4.03.03 | 5.4.03.03 | Hang WC RVS met ingebouwd inbouwspoelreservoir | 1 | pcs
5.4.11.00 | 5.4.11.00 | 5.4.11.00 | Gas Piping | 1 | m1
5.4.11.10 | 5.4.11.10 | 5.4.11.10 | Gas Valve | 1 | pcs
5.4.21.00 | 5.4.21.00 | 5.4.21.00 | Compressed Air - Piston Compressor | 500 | L
5.4.21.02 | 5.4.21.02 | 5.4.21.02 | Compressed Air - Lubricated Screw Compressor | 500 | L
5.4.21.03 | 5.4.21.03 | 5.4.21.03 | Compressed Air - Dry Screw Compressor | 500 | L
5.4.21.10 | 5.4.21.10 | 5.4.21.10 | Cooling or Freeze Dryer | 1 | pcs
5.4.21.11 | 5.4.21.11 | 5.4.21.11 | Adsorption dryer (Electrical regeneration) | 10 | kW
5.4.21.20 | 5.4.21.20 | 5.4.21.20 | Pressure Vessel Compressed Air | 46 | L
5.4.21.30 | 5.4.21.30 | 5.4.21.30 | Compressed Air Filter | 1 | pcs
5.4.21.40 | 5.4.21.40 | 5.4.21.40 | Compressed Air Piping | 1 | m1
5.4.22.00 | 5.4.22.00 | 5.4.22.00 | Vacuum Pump | 82 | mm
5.5.12.10 | 5.5.12.10 | 5.5.12.10 | Heat Pump Air - Water (Internal Unit) 10-60 kW, <= 5 ton CO2 eq | 35 | kW
5.5.12.11 | 5.5.12.11 | 5.5.12.11 | Heat Pump Air - Water (External Unit) 10-60 kW, <= 5 ton CO2 eq | 35 | kW
5.5.12.14 | 5.5.12.14 | 5.5.12.14 | Heat Pump Air - Water (External Unit) 10-60 kW, > 5 ton CO2 eq <= 50 ton CO2 eq. | 35 | kW
5.5.12.15 | 5.5.12.15 | 5.5.12.15 | Heat Pump Air - Water (Internal and External Unit) 10-60 kW, > 5 ton CO2 eq <= 50 ton CO2 eq. | 35 | kW
5.5.12.16 | 5.5.12.16 | 5.5.12.16 | Heat Pump Air - Water (Internal Unit) 10-60 kW, > 50 ton CO2 eq. <= 500 ton CO2 eq. | 35 | kW
5.5.12.17 | 5.5.12.17 | 5.5.12.17 | Heat Pump Air - Water (In- and External Unit) 10-60 kW, > 50 ton CO2 eq. <= 500 ton CO2 eq. | 35 | kW
5.5.12.18 | 5.5.12.18 | 5.5.12.18 | Heat Pump Air - Water (External Unit) 10-60 kW, > 50 ton CO2 eq. <= 500 ton CO2 eq. | 35 | kW
5.5.12.19 | 5.5.12.19 | 5.5.12.19 | Heat Pump Air - Water (Internal Unit) 61 - 150 kW, <= 5 ton CO2 eq | 105 | kW
5.5.12.20 | 5.5.12.20 | 5.5.12.20 | Heat Pump Air - Water (External Unit) 61 - 150 kW, <= 5 ton CO2 eq | 105 | kW
5.5.12.22 | 5.5.12.22 | 5.5.12.22 | Heat Pump Air - Water (Internal Unit) 61 - 150 kW, > 5 ton CO2 eq <= 50 ton CO2 eq. | 105 | kW
5.5.12.23 | 5.5.12.23 | 5.5.12.23 | Heat Pump Air - Water (External Unit) 61 - 150 kW, > 5 ton CO2 eq <= 50 ton CO2 eq. | 105 | kW
5.5.12.24 | 5.5.12.24 | 5.5.12.24 | Heat Pump Air - Water (Internal and External Unit) 61 - 150 kW, > 5 ton CO2 eq <= 50 ton CO2 eq. | 105 | kW
5.5.12.25 | 5.5.12.25 | 5.5.12.25 | Heat Pump Air - Water (Internal Unit) 61 - 150 kW, > 50 ton CO2 eq. <= 500 ton CO2 eq. | 105 | kW
5.5.12.26 | 5.5.12.26 | 5.5.12.26 | Heat Pump Air - Water (External Unit) 61 - 150 kW, > 50 ton CO2 eq. <= 500 ton CO2 eq. | 105 | kW
5.5.12.27 | 5.5.12.27 | 5.5.12.27 | Heat Pump Air - Water (Internal and External Unit) 61 - 150 kW, > 50 ton CO2 eq. <= 500 ton CO2 eq. | 105 | kW
5.5.12.28 | 5.5.12.28 | 5.5.12.28 | Heat Pump Air - Water (Internal Unit) 151 - 300 kW, <= 5 ton CO2 eq | 225 | kW
5.5.12.29 | 5.5.12.29 | 5.5.12.29 | Heat Pump Air - Water (External Unit) 151 - 300 kW, <= 5 ton CO2 eq | 225 | kW
5.5.12.30 | 5.5.12.30 | 5.5.12.30 | Heat Pump Air - Water (Internal and External Unit) 151 - 300 kW, <= 5 ton CO2 eq | 225 | kW
5.5.12.31 | 5.5.12.31 | 5.5.12.31 | Heat Pump Air - Water (Internal Unit) 151 -300 kW, > 5 ton CO2 eq <= 50 ton CO2 eq. | 225 | kW
5.5.12.32 | 5.5.12.32 | 5.5.12.32 | Heat Pump Air - Water (External Unit) 151 -300 kW, > 5 ton CO2 eq <= 50 ton CO2 eq. | 225 | kW
5.5.12.33 | 5.5.12.33 | 5.5.12.33 | Heat Pump Air - Water (Internal and External Unit) 151 -300 kW, > 5 ton CO2 eq <= 50 ton CO2 eq. | 225 | kW
5.5.12.34 | 5.5.12.34 | 5.5.12.34 | Heat Pump Air - Water (Internal Unit)151 - 300kW, > 5 ton CO2 eq <= 50 ton CO2 eq. | 225 | kW
5.5.12.35 | 5.5.12.35 | 5.5.12.35 | Heat Pump Air - Water (External Unit)151 - 300kW, > 5 ton CO2 eq <= 50 ton CO2 eq. | 225 | kW
5.5.12.36 | 5.5.12.36 | 5.5.12.36 | Heat Pump Air - Water (Internal and External Unit)151 - 300kW, > 5 ton CO2 eq <= 50 ton CO2 eq. | 225 | kW
5.5.12.45 | 5.5.12.45 | 5.5.12.45 | Split unit (Internal and External Unit) - reversible | 5 | kW
5.5.13.10 | 5.5.13.10 | 5.5.13.10 | Heat Pump Air - Air (Internal Unit) 10-60 kW, <= 5 ton CO2 eq | 35 | kW
5.5.13.11 | 5.5.13.11 | 5.5.13.11 | Heat Pump Air - Air (External Unit) 10-60 kW, <= 5 ton CO2 eq | 35 | kW
5.5.13.12 | 5.5.13.12 | 5.5.13.12 | Heat Pump Air - Air (Internal and External Unit) 10-60 kW, <= 5 ton CO2 eq | 35 | kW
5.5.13.13 | 5.5.13.13 | 5.5.13.13 | Heat Pump Air - Air (Internal Unit) 10-60 kW, > 5 ton CO2 eq <= 50 ton CO2 eq. | 35 | kW
5.5.13.14 | 5.5.13.14 | 5.5.13.14 | Heat Pump Air - Air (External Unit) 10-60 kW, > 5 ton CO2 eq <= 50 ton CO2 eq. | 35 | kW
5.5.13.15 | 5.5.13.15 | 5.5.13.15 | Heat Pump Air - Air (Internal and External Unit) 10-60 kW, > 5 ton CO2 eq <= 50 ton CO2 eq. | 35 | kW
5.5.13.16 | 5.5.13.16 | 5.5.13.16 | Heat Pump Air - Air (Internal Unit) 10-60 kW, > 50 ton CO2 eq. <= 500 ton CO2 eq. | 35 | kW
5.5.13.17 | 5.5.13.17 | 5.5.13.17 | Heat Pump Air - Air (In- and External Unit) 10-60 kW, > 50 ton CO2 eq. <= 500 ton CO2 eq. | 35 | kW
5.5.13.18 | 5.5.13.18 | 5.5.13.18 | Heat Pump Air - Air (External Unit) 10-60 kW, > 50 ton CO2 eq. <= 500 ton CO2 eq. | 35 | kW
5.5.13.19 | 5.5.13.19 | 5.5.13.19 | Heat Pump Air - Air (Internal Unit) 61 - 150 kW, <= 5 ton CO2 eq | 105 | kW
5.5.13.20 | 5.5.13.20 | 5.5.13.20 | Heat Pump Air - Air (External Unit) 61 - 150 kW, <= 5 ton CO2 eq | 105 | kW
5.5.13.21 | 5.5.13.21 | 5.5.13.21 | Heat Pump Air - Air (Internal and External Unit) 61 - 150 kW, <= 5 ton CO2 eq | 105 | kW
5.5.13.22 | 5.5.13.22 | 5.5.13.22 | Heat Pump Air - Air (Internal Unit) 61 - 150 kW, > 5 ton CO2 eq <= 50 ton CO2 eq. | 105 | kW
5.5.13.23 | 5.5.13.23 | 5.5.13.23 | Heat Pump Air - Air (External Unit) 61 - 150 kW, > 5 ton CO2 eq <= 50 ton CO2 eq. | 105 | kW
5.5.13.24 | 5.5.13.24 | 5.5.13.24 | Heat Pump Air - Air (Internal and External Unit) 61 - 150 kW, > 5 ton CO2 eq <= 50 ton CO2 eq. | 105 | kW
5.5.13.25 | 5.5.13.25 | 5.5.13.25 | Heat Pump Air - Air (Internal Unit) 61 - 150 kW, > 50 ton CO2 eq. <= 500 ton CO2 eq. | 105 | kW
5.5.13.26 | 5.5.13.26 | 5.5.13.26 | Heat Pump Air - Air (External Unit) 61 - 150 kW, > 50 ton CO2 eq. <= 500 ton CO2 eq. | 105 | kW
5.5.13.27 | 5.5.13.27 | 5.5.13.27 | Heat Pump Air - Air (Internal and External Unit) 61 - 150 kW, > 50 ton CO2 eq. <= 500 ton CO2 eq. | 105 | kW
5.5.13.28 | 5.5.13.28 | 5.5.13.28 | Heat Pump Air - Air (Internal Unit) 151 - 300 kW, <= 5 ton CO2 eq | 225 | kW
5.5.13.29 | 5.5.13.29 | 5.5.13.29 | Heat Pump Air - Air (External Unit) 151 - 300 kW, <= 5 ton CO2 eq | 225 | kW
5.5.13.30 | 5.5.13.30 | 5.5.13.30 | Heat Pump Air - Air (Internal and External Unit) 151 - 300 kW, <= 5 ton CO2 eq | 225 | kW
5.5.13.31 | 5.5.13.31 | 5.5.13.31 | Heat Pump Air - Air (Internal Unit) 151 -300 kW, > 5 ton CO2 eq <= 50 ton CO2 eq. | 225 | kW
5.5.13.32 | 5.5.13.32 | 5.5.13.32 | Heat Pump Air - Air (External Unit) 151 -300 kW, > 5 ton CO2 eq <= 50 ton CO2 eq. | 225 | kW
5.5.13.33 | 5.5.13.33 | 5.5.13.33 | Heat Pump Air - Air (Internal and External Unit) 151 -300 kW, > 5 ton CO2 eq <= 50 ton CO2 eq. | 225 | kW
5.5.13.34 | 5.5.13.34 | 5.5.13.34 | Heat Pump Air - Air (Internal Unit)151 - 300kW, > 5 ton CO2 eq <= 50 ton CO2 eq. | 225 | kW
5.5.13.35 | 5.5.13.35 | 5.5.13.35 | Heat Pump Air - Air (External Unit)151 - 300kW, > 5 ton CO2 eq <= 50 ton CO2 eq. | 225 | kW
5.5.13.36 | 5.5.13.36 | 5.5.13.36 | Heat Pump Air - Air (Internal and External Unit)151 - 300kW, > 5 ton CO2 eq <= 50 ton CO2 eq. | 225 | kW
5.5.21.00 | 5.5.21.00 | 5.5.21.00 | Cooling Unit Scroll/Semi-Hermetic Compressor (coolgroup <= 12 kW; <= 5 ton CO2 eq.) | 8 | kW
5.5.21.01 | 5.5.21.01 | 5.5.21.01 | Cooling Unit Piston Compressor (coolgroup <= 12 kW; <= 5 ton CO2 eq.) | 8 | kW
5.5.21.02 | 5.5.21.02 | 5.5.21.02 | Cooling Unit Centrifugal Compressor (coolgroup <= 12 kW; <= 5 ton CO2 eq.) | 8 | kW
5.5.21.03 | 5.5.21.03 | 5.5.21.03 | Cool Unit Screw Compressor (coolgroup <= 12 kW; < 5 ton CO2 eq.) | 8 | kW
5.5.21.06 | 5.5.21.06 | 5.5.21.06 | Cooling Unit Piston Compressor (coolgroup > 12 kW; > 5 ton CO2 eq. <= 50 ton CO2 eq.) | 100 | kW
5.5.21.07 | 5.5.21.07 | 5.5.21.07 | Cooling unit Centrifugal compressor (coolgroup > 12 kW; > 5 ton CO2 eq. <= 50 ton CO2 eq.) | 100 | kW
5.5.21.08 | 5.5.21.08 | 5.5.21.08 | Cooling Unit Scroll/Semi-Hermetic Compressor (coolgroup > 12 kW; > 5 ton CO2 eq. <= 50 ton CO2 eq.) | 100 | kW
5.5.21.09 | 5.5.21.09 | 5.5.21.09 | Cooling Unit Scroll/Semi-Hermetic Compressor (coolgroup > 12 kW; > 500 ton CO2 eq.) | 100 | kW
5.5.21.30 | 5.5.21.30 | 5.5.21.30 | Cooling Unit Centrifugal compressor (coolgroup > 2 MW; > 50 ton CO2 eq. <= 500 ton CO2 eq.) | 2000 | kW
5.5.21.32 | 5.5.21.32 | 5.5.21.32 | Cooling Unit Scroll/Semi-Hermetic Compressor (coolgroup > 12 kW; > 50 ton CO2 eq. <= 500 ton CO2 eq.) | 100 | kW
5.5.21.33 | 5.5.21.33 | 5.5.21.33 | Cooling Unit Piston Compressor (coolgroup > 12 kW; > 50 ton CO2 eq. <= 500 ton CO2 eq.) | 100 | kW
5.5.21.35 | 5.5.21.35 | 5.5.21.35 | Cooling unit Centrifugal compressor (coolgroup > 12 kW; > 50 ton CO2 eq. <= 500 ton eq.) | 100 | kW
5.5.21.36 | 5.5.21.36 | 5.5.21.36 | Cooling Unit Scroll/Semi-Hermetic Compressor (coolgroup <= 12 kW; > 5 ton CO2 eq. <= 50 ton CO2 eq.) | 8 | kW
5.5.21.37 | 5.5.21.37 | 5.5.21.37 | Cool Unit Screw Compressor (coolgroup <= 12 kW; > 5 ton CO2 eq. <= 50 ton CO2 eq.) | 8 | kW
5.5.21.38 | 5.5.21.38 | 5.5.21.38 | Cool Unit Screw Compressor (coolgroup > 12 kW; > 5 ton CO2 eq. <= 50 ton CO2 eq.) | 100 | kW
5.5.21.39 | 5.5.21.39 | 5.5.21.39 | Cool Unit Screw Compressor (coolgroup > 12 kW; > 50 ton CO2 eq. <= 500 ton CO2 eq.) | 100 | kW
5.5.21.40 | 5.5.21.40 | 5.5.21.40 | Cooling Unit Piston Compressor (coolgroup > 12 kW; > 500 ton CO2 eq.) | 100 | kW
5.5.21.41 | 5.5.21.41 | 5.5.21.41 | Cooling Unit Centrifugal Compressor (coolgroup > 12 kW; <= 5 ton CO2 eq.) | 100 | kW
5.5.21.42 | 5.5.21.42 | 5.5.21.42 | Cooling Unit Centrifugal Compressor (coolgroup > 12 kW; > 500 ton CO2 eq.) | 100 | kW
5.5.21.43 | 5.5.21.43 | 5.5.21.43 | Cool Unit Screw Compressor (coolgroup > 12 kW; > 500 ton CO2 eq.) | 100 | kW
5.5.21.44 | 5.5.21.44 | 5.5.21.44 | Cooling Unit Scroll/Semi-Hermetic Compressor (coolgroup > 2 MW; > 50 ton CO2 eq. <= 500 ton CO2 eq.) | 2000 | kW
5.5.21.45 | 5.5.21.45 | 5.5.21.45 | Cooling Unit Piston Compressor (coolgroup > 2 MW; > 50 ton CO2 eq. <= 500 ton CO2 eq.) | 2000 | kW
5.5.21.47 | 5.5.21.47 | 5.5.21.47 | Cool Unit Screw Compressor (coolgroup > 2 MW; > 50 ton CO2 eq. <= 500 ton CO2 eq.) | 2000 | kW
5.5.30.00 | 5.5.30.00 | 5.5.30.00 | Closed Expansion Vessel Cooling | 50 | L
5.5.30.01 | 5.5.30.01 | 5.5.30.01 | Expansion Vessel with compressor Cooling | 1 | pcs
5.5.30.02 | 5.5.30.02 | 5.5.30.02 | Liquid Receiver | 1 | pcs
5.5.30.05 | 5.5.30.05 | 5.5.30.05 | Pressure Steps Deaerator Cooling | 1 | pcs
5.5.30.10 | 5.5.30.10 | 5.5.30.10 | Circulation Pump Cooling | 82 | mm
5.5.30.20 | 5.5.30.20 | 5.5.30.20 | Double Circulation Pump Cooling | 82 | mm
5.5.30.30 | 5.5.30.30 | 5.5.30.30 | Inline Pump Cooling | 82 | mm
5.5.30.40 | 5.5.30.40 | 5.5.30.40 | Double Inline Pump Cooling | 82 | mm
5.5.30.50 | 5.5.30.50 | 5.5.30.50 | Motor Pump Cooling | 82 | mm
5.5.30.70 | 5.5.30.70 | 5.5.30.70 | Motorised 2-way Valve/Butterfly Valve Cooling | 1 | pcs
5.5.30.71 | 5.5.30.71 | 5.5.30.71 | Motorised 3-way Valve/Butterfly Valve Cooling | 1 | pcs
5.5.30.81 | 5.5.30.81 | 5.5.30.81 | Tube Heat Exchanger Cooling | 10 | kW
5.5.30.85 | 5.5.30.85 | 5.5.30.85 | Buffer Vessel Ice Water | 55 | L
5.5.30.90 | 5.5.30.90 | 5.5.30.90 | Chilled Water Piping | 1 | m1
5.5.30.91 | 5.5.30.91 | 5.5.30.91 | Refrigerant Piping | 1 | m1
5.5.30.95 | 5.5.30.95 | 5.5.30.95 | Iced Water Collector | 70 | L
5.5.31.00 | 5.5.31.00 | 5.5.31.00 | Cooled Ceiling / Cooled Beam | 1 | m2
5.5.31.10 | 5.5.31.10 | 5.5.31.10 | Fan Coil Unit (2-pipes) Cooling | 1 | pcs
5.5.31.20 | 5.5.31.20 | 5.5.31.20 | Pressure Induction Unit (2-pipes) Cooling | 1 | pcs
5.6.05.01 | 5.6.05.01 | 5.6.05.01 | Kringsysteem Zonnepanelen (glycolmengsel) | 10 | m1
5.6.05.02 | 5.6.05.02 | 5.6.05.02 | Kringsysteem warmtewisselaars Zonnepanelen | 10 | m1
5.6.10.00 | 5.6.10.00 | 5.6.10.00 | Closed Expansion Vessel Heating | 25 | L
5.6.10.01 | 5.6.10.01 | 5.6.10.01 | Expansion Vessel with compressor Heating | 800 | L
5.6.10.05 | 5.6.10.05 | 5.6.10.05 | Pressure Steps Deaerator Heating | 1 | pcs
5.6.10.10 | 5.6.10.10 | 5.6.10.10 | Circulation Pump Heating | 82 | mm
5.6.10.20 | 5.6.10.20 | 5.6.10.20 | Double Circulation Pump Heating | 82 | mm
5.6.10.30 | 5.6.10.30 | 5.6.10.30 | Inline Pump Heating | 82 | mm
5.6.10.40 | 5.6.10.40 | 5.6.10.40 | Double Inline Pump Heating | 82 | mm
5.6.10.50 | 5.6.10.50 | 5.6.10.50 | Motor Pump Heating | 82 | mm
5.6.10.81 | 5.6.10.81 | 5.6.10.81 | Central Heating Hot Water Collector | 100 | L
5.6.10.82 | 5.6.10.82 | 5.6.10.82 | Dirt Seperator | 1 | pcs
5.6.10.83 | 5.6.10.83 | 5.6.10.83 | Micro-bubble separator | 1 | pcs
5.6.10.84 | 5.6.10.84 | 5.6.10.84 | Automatic filling system heating water distribution | 1 | pcs
5.6.13.00 | 5.6.13.00 | 5.6.13.00 | Circulator Serving Floor Heating | 250 | W
5.6.13.01 | 5.6.13.01 | 5.6.13.01 | Floor Heating (Hot Water) | 250 | W
5.6.20.03 | 5.6.20.03 | 5.6.20.03 | Check valve | 1 | pcs
5.6.20.04 | 5.6.20.04 | 5.6.20.04 | Dubbeldienstkraan | 1 | pcs
5.6.20.10 | 5.6.20.10 | 5.6.20.10 | Condensate Pot | 25 | mm
5.6.20.20 | 5.6.20.20 | 5.6.20.20 | Condensate Pump (Ogden Pump) | 82 | mm
5.6.20.40 | 5.6.20.40 | 5.6.20.40 | Condensate Tank | 10 | L
5.6.20.45 | 5.6.20.45 | 5.6.20.45 | Drainage Tank | 10 | L
5.6.20.46 | 5.6.20.46 | 5.6.20.46 | Drainage point | 1 | pcs
5.6.32.00 | 5.6.32.00 | 5.6.32.00 | Fan Coil Unit (2-pipes) Heating | 1 | pcs
5.6.32.01 | 5.6.32.01 | 5.6.32.01 | Fan Coil Unit (3-pipes) | 1 | pcs
5.6.32.10 | 5.6.32.10 | 5.6.32.10 | Pressure Induction Unit (2-pipes) Heating | 2 | kW
5.6.32.11 | 5.6.32.11 | 5.6.32.11 | Pressure Induction Unit (3-pipes) | 2 | kW
5.6.32.12 | 5.6.32.12 | 5.6.32.12 | Pressure Induction Unit (4-pipes) | 2 | kW
5.7.11.01 | 5.7.11.01 | 5.7.11.01 | Smoke Vent (command panel) - Smoke and Heat Extraction System | 1 | pcs
5.7.11.02 | 5.7.11.02 | 5.7.11.02 | Window actuator - Smoke and Heat Extraction System | 1 | pcs
5.7.12.00 | 5.7.12.00 | 5.7.12.00 | Natural Ventilation (uncontrollable) | 1 | m2
5.7.12.10 | 5.7.12.10 | 5.7.12.10 | Natural Ventilation (Controllable) | 1 | m2
5.7.12.15 | 5.7.12.15 | 5.7.12.15 | Ventilation hood | 1 | pcs
5.7.21.11 | 5.7.21.11 | 5.7.21.11 | Duct Fan Axial >= 10.000m3/h | 1500 | m3/h
5.7.21.12 | 5.7.21.12 | 5.7.21.12 | Duct Fan Centrif. < 10.000m3/h | 1500 | m3/h
5.7.21.13 | 5.7.21.13 | 5.7.21.13 | Duct Fan Centrif. >= 10.000m3/h | 1500 | m3/h
5.7.21.15 | 5.7.21.15 | 5.7.21.15 | Axial Fan | 1500 | m3/h
5.7.21.20 | 5.7.21.20 | 5.7.21.20 | Smoker`s cabin | 1 | pcs
5.7.31.00 | 5.7.31.00 | 5.7.31.00 | Extraction Unit | 15000 | m3/h
5.7.31.21 | 5.7.31.21 | 5.7.31.21 | Booster - Smoke and Heat Extraction System | 1 | pcs
5.7.31.22 | 5.7.31.22 | 5.7.31.22 | Central mechanical extraction system | 1 | pcs
5.7.61.00 | 5.7.61.00 | 5.7.61.00 | Air Treatment Unit Component - Cabinet Air Cooler (Iced Water Circuit) | 1 | pcs
5.7.61.10 | 5.7.61.10 | 5.7.61.10 | Air Treatment Unit Component - Air Heater (Water) | 18 | kW
5.7.61.20 | 5.7.61.20 | 5.7.61.20 | Air Treatment Unit Component - Air Curtain (Water) | 1500 | m3/h
5.7.70.00 | 5.7.70.00 | 5.7.70.00 | Air Treatment Unit Component - Postheating Battery | 1 | pcs
5.7.70.01 | 5.7.70.01 | 5.7.70.01 | Air Treatment Unit Component - Postcooling Battery | 1 | pcs
5.7.70.11 | 5.7.70.11 | 5.7.70.11 | Air Treatment Unit Component - Ultrasonic Humidifier | 50 | kg/h
5.7.70.12 | 5.7.70.12 | 5.7.70.12 | Air Treatment Unit Component - Gasfired Steam Humidifier | 50 | kg/h
5.7.70.20 | 5.7.70.20 | 5.7.70.20 | Air Treatment Unit Component - VAV | 1500 | m3/h
5.7.70.21 | 5.7.70.21 | 5.7.70.21 | Air Treatment Unit Component - CAV | 1500 | m3/h
5.7.70.30 | 5.7.70.30 | 5.7.70.30 | Air Treatment Unit Component - Heat Recovery Wheel | 25000 | m3/h
5.7.70.31 | 5.7.70.31 | 5.7.70.31 | Air Treatment Unit Component - Cross-flow heat exchanger | 50 | kW
5.7.70.45 | 5.7.70.45 | 5.7.70.45 | Air Treatment Unit Component - Laminar Supply Air Plenum < 2500 m3/h (Absolute Filters) | 1 | pcs
5.7.70.46 | 5.7.70.46 | 5.7.70.46 | Air Treatment Unit Component - Laminar Supply Air Plenum 2.500 - 5.000 m3/h (Absolute Filters) | 1 | pcs
5.7.70.47 | 5.7.70.47 | 5.7.70.47 | Air Treatment Unit Component - Laminar Supply Air Plenum 5001 - 10.000 m3/h (Absolute Filters) | 1 | pcs
5.7.70.49 | 5.7.70.49 | 5.7.70.49 | Air Treatment Unit Component - Laminar Supply Air Plenum 20.001 - 40.000 m3/h (Absolute Filters) | 1 | pcs
5.7.70.51 | 5.7.70.51 | 5.7.70.51 | Air Treatment Unit Component - Filter Section | 15000 | m3/h
5.7.70.60 | 5.7.70.60 | 5.7.70.60 | Air Treatment Unit Component - Motorised Register | 1 | pcs
5.7.70.61 | 5.7.70.61 | 5.7.70.61 | Air Treatment Unit Component - Pulsion Grill (without filter) | 1 | pcs
5.7.70.64 | 5.7.70.64 | 5.7.70.64 | Air Treatment Unit Component - Extraction Grill (with filter) | 1 | pcs
5.7.70.80 | 5.7.70.80 | 5.7.70.80 | Air Treatment Unit Component - Frequency controller fan (pulsation) | 1 | pcs
5.7.71.00 | 5.7.71.00 | 5.7.71.00 | Air Treatment Unit Complete - (Filter Section/ 100% fresh Air) | 25000 | m3/h
5.7.71.01 | 5.7.71.01 | 5.7.71.01 | Air Treatment Unit Complete - (Coarse + Fine Filter/ 100% fresh Air) | 25000 | m3/h
5.7.71.02 | 5.7.71.02 | 5.7.71.02 | Air Treatment Unit Complete - (Filter Section/ Heat Recuperation) | 25000 | m3/h
5.7.71.03 | 5.7.71.03 | 5.7.71.03 | Air Treatment Unit Complete - (Coarse + Fine Filter/ Heat Recuperation) | 25000 | m3/h
5.7.71.10 | 5.7.71.10 | 5.7.71.10 | Air Treatment Unit Complete - (1 battery/Filter section/ 100% fresh Air) | 25000 | m3/h
5.7.71.11 | 5.7.71.11 | 5.7.71.11 | Air Treatment Unit Complete - (1 battery/Coarse + Fine Filter/ 100% fresh Air) | 25000 | m3/h
5.7.71.12 | 5.7.71.12 | 5.7.71.12 | Air Treatment Unit Complete - (1 battery/Filter Section/ Heat Recuperation) | 25000 | m3/h
5.7.71.13 | 5.7.71.13 | 5.7.71.13 | Air Treatment Unit Complete - (1 battery/Coarse + Fine Filter/ Heat Recuperation) | 25000 | m3/h
5.7.71.20 | 5.7.71.20 | 5.7.71.20 | Air Treatment Unit Complete - (2 batteries (+/-)/Filter section/ 100% fresh Air) | 25000 | m3/h
5.7.71.21 | 5.7.71.21 | 5.7.71.21 | Air Treatment Unit Complete - (2 batteries (+/-)/Coarse + Fine Filter/ 100% fresh Air) | 25000 | m3/h
5.7.71.22 | 5.7.71.22 | 5.7.71.22 | Air Treatment Unit Complete - (2 batteries (+/-)/Filter Section/ Heat Recuperation) | 25000 | m3/h
5.7.71.23 | 5.7.71.23 | 5.7.71.23 | Air Treatment Unit Complete - (2 batteries (+/-)/Coarse + Fine Filter/ Heat Recuperation) | 25000 | m3/h
5.7.71.30 | 5.7.71.30 | 5.7.71.30 | Air Treatment Unit Complete - (3 batteries (+/-/+)/Filter section/ 100% fresh Air) | 25000 | m3/h
5.7.71.31 | 5.7.71.31 | 5.7.71.31 | Air Treatment Unit Complete - (3 batteries (+/-/+)/Coarse + Fine Filter/ 100% fresh Air) | 25000 | m3/h
5.7.71.32 | 5.7.71.32 | 5.7.71.32 | Air Treatment Unit Complete - (3 batteries (+/-/+)/Filter Section/ Heat Recuperation) | 25000 | m3/h
5.7.71.33 | 5.7.71.33 | 5.7.71.33 | Air Treatment Unit Complete - (3 batteries (+/-/+)/Coarse + Fine Filter/ Heat Recuperation) | 25000 | m3/h
5.7.71.34 | 5.7.71.34 | 5.7.71.34 | Air Treatment Unit Complete - (3 batteries (+/-/+)/Humidification/Filter section/ 100% fresh Air) | 25000 | m3/h
5.7.71.35 | 5.7.71.35 | 5.7.71.35 | Air Treatment Unit Complete - (3 batteries (+/-/+)/Humidification/Coarse + Fine Filter/ 100% fresh Air) | 25000 | m3/h
5.7.71.37 | 5.7.71.37 | 5.7.71.37 | Air Treatment Unit Complete - (3 batteries (+/-/+)/Humidification/Coarse + Fine Filter/ Heat Recuperation) | 25000 | m3/h
5.8.11.00 | 5.8.11.00 | 5.8.11.00 | Thermostat | 1 | pcs
5.8.11.10 | 5.8.11.10 | 5.8.11.10 | Control Panel | 10 | # of Circuits
5.8.21.00 | 5.8.21.00 | 5.8.21.00 | Thermical Energy Meter | 1 | pcs
5.8.21.10 | 5.8.21.10 | 5.8.21.10 | Gas Meter | 10 | m3/h
5.8.21.12 | 5.8.21.12 | 5.8.21.12 | Steam Meter | 10 | m3/h
5.8.21.20 | 5.8.21.20 | 5.8.21.20 | Water Meter | 10 | m3/h
5.8.21.30 | 5.8.21.30 | 5.8.21.30 | Electricity Meter | 1 | pcs
5.8.21.40 | 5.8.21.40 | 5.8.21.40 | Compressed Air Meter | 10 | m3/h
5.8.21.41 | 5.8.21.41 | 5.8.21.41 | Pressure Meter | 1 | pcs
5.8.21.42 | 5.8.21.42 | 5.8.21.42 | Thermometer | 1 | pcs
6.1.11.01 | 6.1.11.01 | 6.1.11.01 | Battery String (emergency back up) | 1 | pcs
6.1.11.02 | 6.1.11.02 | 6.1.11.02 | Static Switch => emergency net | 1 | pcs
6.1.11.03 | 6.1.11.03 | 6.1.11.03 | Battery 12V | 1 | pcs
6.1.11.05 | 6.1.11.05 | 6.1.11.05 | Evacuation system - Battery set (public address) | 1 | pcs
6.1.11.15 | 6.1.11.15 | 6.1.11.15 | Fuel Tank (Underground) | 500 | L
6.1.11.17 | 6.1.11.17 | 6.1.11.17 | Transfer Pump Fuel (Emergency) | 82 | mm
6.1.21.00 | 6.1.21.00 | 6.1.21.00 | Earthing Pin | 1 | pcs
6.1.21.01 | 6.1.21.01 | 6.1.21.01 | Earthing point | 1 | pcs
6.1.21.02 | 6.1.21.02 | 6.1.21.02 | Earthing mat | 1 | pcs
6.1.21.10 | 6.1.21.10 | 6.1.21.10 | Earthing Switch | 1 | pcs
6.1.41.01 | 6.1.41.01 | 6.1.41.01 | Vermogensschakelaar hoogspanning (6140) | 100 | kVA
6.1.41.20 | 6.1.41.20 | 6.1.41.20 | Safety Utilities (Bench, Gloves, stick, ...) | 1 | pcs
6.1.41.21 | 6.1.41.21 | 6.1.41.21 | High voltage arrival tension cabinet | 1 | pcs
6.1.41.25 | 6.1.41.25 | 6.1.41.25 | High voltage counting cabinet | 1 | pcs
6.1.51.00 | 6.1.51.00 | 6.1.51.00 | Main Distribution Board | 2 | # of distributions
6.1.51.10 | 6.1.51.10 | 6.1.51.10 | Distribution Board | 10 | # of distributions
6.1.61.00 | 6.1.61.00 | 6.1.61.00 | 24V / 48V Energy Station | 1 | pcs
6.1.61.01 | 6.1.61.01 | 6.1.61.01 | Battery String | 1 | pcs
6.1.61.10 | 6.1.61.10 | 6.1.61.10 | Charger and Battery for Electrical Appliances (cars) | 1 | pcs
6.1.61.11 | 6.1.61.11 | 6.1.61.11 | Charging post (bicycles, cars) | 1 | pcs
6.1.61.31 | 6.1.61.31 | 6.1.61.31 | Inverter - wind turbine | 1000 | kW
6.1.61.41 | 6.1.61.41 | 6.1.61.41 | Low Voltage Transformator | 10 | kVA
6.1.61.43 | 6.1.61.43 | 6.1.61.43 | Low Voltage Switch Gear | 2 | kVA
6.1.61.45 | 6.1.61.45 | 6.1.61.45 | Low voltage room | 16 | m2
6.1.71.00 | 6.1.71.00 | 6.1.71.00 | Lightning Protection | 1 | pcs
6.1.71.01 | 6.1.71.01 | 6.1.71.01 | Lightning Protection Earthing Network | 1 | pcs
6.1.71.02 | 6.1.71.02 | 6.1.71.02 | Lightning Protection Earthing Pin | 1 | pcs
6.2.41.01 | 6.2.41.01 | 6.2.41.01 | CEE Power Outlet | 1 | pcs
6.2.41.10 | 6.2.41.10 | 6.2.41.10 | Electrical switchboard cabinet (Low Voltage) | 1 | pcs
6.3.40.00 | 6.3.40.00 | 6.3.40.00 | Switch | 1 | pcs
6.3.40.01 | 6.3.40.01 | 6.3.40.01 | Key Switch | 1 | pcs
6.3.40.20 | 6.3.40.20 | 6.3.40.20 | Movement Switch | 1 | # of switches
6.3.40.21 | 6.3.40.21 | 6.3.40.21 | Presence Switch | 1 | # of switches
6.3.40.22 | 6.3.40.22 | 6.3.40.22 | Twilight Switch | 1 | # of switches
6.3.40.30 | 6.3.40.30 | 6.3.40.30 | Dimmer | 1 | pcs
6.3.41.02 | 6.3.41.02 | 6.3.41.02 | TL-TL HF Appliance | 36 | W
6.3.41.03 | 6.3.41.03 | 6.3.41.03 | TL-Circular TL | 36 | W
6.3.41.10 | 6.3.41.10 | 6.3.41.10 | CTL Appliance (E14-E27) | 4 | W
6.3.41.11 | 6.3.41.11 | 6.3.41.11 | CTL Appliance (2-pins) | 4 | W
6.3.41.12 | 6.3.41.12 | 6.3.41.12 | CTL Appliance (4-pins) | 4 | W
6.3.41.20 | 6.3.41.20 | 6.3.41.20 | Discharge Appliance-SON | 36 | W
6.3.41.21 | 6.3.41.21 | 6.3.41.21 | Discharge Appliance-HPL | 36 | W
6.3.41.22 | 6.3.41.22 | 6.3.41.22 | Discharge Appliance-HPI | 36 | W
6.3.41.23 | 6.3.41.23 | 6.3.41.23 | Discharge Appliance-SOX | 36 | W
6.3.41.24 | 6.3.41.24 | 6.3.41.24 | Discharge Appliance-CDM | 36 | W
6.3.41.25 | 6.3.41.25 | 6.3.41.25 | Discharge Appliance-MHN | 36 | W
6.3.41.40 | 6.3.41.40 | 6.3.41.40 | LED-Tube Lamp (T5 - 230V) | 4 | W
6.3.41.41 | 6.3.41.41 | 6.3.41.41 | LED-Tube Lamp (T8 - 230V) | 4 | W
6.3.41.42 | 6.3.41.42 | 6.3.41.42 | LED-Lamp/spot (E14/E27 - 230V) | 4 | W
6.3.41.43 | 6.3.41.43 | 6.3.41.43 | LED-Spot (G9 - 230V) | 4 | W
6.3.41.44 | 6.3.41.44 | 6.3.41.44 | LED-Spot (GU10 - 230V) | 4 | W
6.3.41.45 | 6.3.41.45 | 6.3.41.45 | LED-Spot (AR111 - 230V) | 4 | W
6.3.41.46 | 6.3.41.46 | 6.3.41.46 | LED-Spot (GX53 - 230V) | 4 | W
6.3.41.47 | 6.3.41.47 | 6.3.41.47 | LED Lighting strip | 10 | W
6.3.44.10 | 6.3.44.10 | 6.3.44.10 | LED-Spot (MR11/MR16 - 12V) | 1 | W
6.3.44.11 | 6.3.44.11 | 6.3.44.11 | LED-Spot (AR111 - 12V) | 1 | W
6.3.54.00 | 6.3.54.00 | 6.3.54.00 | Central Emergency Lighting (24V) | 1 | pcs
6.3.75.00 | 6.3.75.00 | 6.3.75.00 | Neon Lighting | 1 | pcs
6.3.75.01 | 6.3.75.01 | 6.3.75.01 | Transformer for Neon Lighting | 1 | pcs
6.4.11.00 | 6.4.11.00 | 6.4.11.00 | Stop Light (Red) | 1 | pcs
6.4.11.01 | 6.4.11.01 | 6.4.11.01 | Stop Light (Red, Green) | 1 | pcs
6.4.11.02 | 6.4.11.02 | 6.4.11.02 | Stop Light (Red, Orange, Green) | 1 | pcs
6.4.11.10 | 6.4.11.10 | 6.4.11.10 | Parking Management System - Central | 1 | pcs
6.4.11.11 | 6.4.11.11 | 6.4.11.11 | Parking Management System - Monitor | 1 | pcs
6.4.11.13 | 6.4.11.13 | 6.4.11.13 | Parking Management System - Presence sensor | 1 | pcs
6.4.11.14 | 6.4.11.14 | 6.4.11.14 | Parking Management System - Quantity Information Display | 1 | pcs
6.4.11.15 | 6.4.11.15 | 6.4.11.15 | Parking Management System - Totem (Count Registration) | 1 | pcs
6.4.12.00 | 6.4.12.00 | 6.4.12.00 | Persons Call System | 1 | pcs
6.4.12.10 | 6.4.12.10 | 6.4.12.10 | Intervention Call: Alarm light (flash light) | 1 | pcs
6.4.12.11 | 6.4.12.11 | 6.4.12.11 | Intervention Call: Acoustic Alarm | 1 | pcs
6.4.12.12 | 6.4.12.12 | 6.4.12.12 | Intervention Call: Speaker | 1 | pcs
6.4.12.13 | 6.4.12.13 | 6.4.12.13 | Intervention Call: Complete system | 1 | pcs
6.4.13.00 | 6.4.13.00 | 6.4.13.00 | Work Time Registration | 1 | pcs
6.4.13.10 | 6.4.13.10 | 6.4.13.10 | Mother Clock | 1 | pcs
6.4.13.11 | 6.4.13.11 | 6.4.13.11 | Clock | 1 | pcs
6.4.14.00 | 6.4.14.00 | 6.4.14.00 | Presence and Occupied Signalisation | 1 | pcs
6.4.21.00 | 6.4.21.00 | 6.4.21.00 | Telephone | 1 | pcs
6.4.21.01 | 6.4.21.01 | 6.4.21.01 | Telephone connection | 10 | m1
6.4.22.00 | 6.4.22.00 | 6.4.22.00 | Intercom | 1 | pcs
6.4.24.00 | 6.4.24.00 | 6.4.24.00 | Audio component: Amplifier | 1 | pcs
6.4.24.01 | 6.4.24.01 | 6.4.24.01 | Audio component: Tuner | 1 | pcs
6.4.24.02 | 6.4.24.02 | 6.4.24.02 | Audio component: CD-Player | 1 | pcs
6.4.24.03 | 6.4.24.03 | 6.4.24.03 | Audio component: Microphone | 1 | pcs
6.4.24.04 | 6.4.24.04 | 6.4.24.04 | Audio component: Speaker | 1 | pcs
6.4.24.05 | 6.4.24.05 | 6.4.24.05 | Audio component: Control panel (micro, music, ...) | 1 | pcs
6.4.24.06 | 6.4.24.06 | 6.4.24.06 | Audio component: Connection point Microphone | 1 | pcs
6.4.31.00 | 6.4.31.00 | 6.4.31.00 | Television | 1 | pcs
6.4.31.01 | 6.4.31.01 | 6.4.31.01 | Television connection (Coax, ...) | 10 | m1
6.4.33.00 | 6.4.33.00 | 6.4.33.00 | Beamer | 1 | pcs
6.4.33.01 | 6.4.33.01 | 6.4.33.01 | Automatic Projection Screen | 1 | pcs
6.4.33.10 | 6.4.33.10 | 6.4.33.10 | Information Screen | 1 | pcs
6.4.42.00 | 6.4.42.00 | 6.4.42.00 | Data Connection (UTP, FTP) | 1 | pcs
6.4.42.05 | 6.4.42.05 | 6.4.42.05 | Server and Data rack | 1 | pcs
6.4.52.01 | 6.4.52.01 | 6.4.52.01 | Wifi Installation - Amplifier | 1 | pcs
6.4.52.02 | 6.4.52.02 | 6.4.52.02 | Wifi Installation - patchpanel | 1 | pcs
6.4.52.10 | 6.4.52.10 | 6.4.52.10 | ASTRID Network - Beacon (Central) | 1 | pcs
6.4.52.11 | 6.4.52.11 | 6.4.52.11 | ASTRID Network - Amplifier | 1 | pcs
6.4.52.12 | 6.4.52.12 | 6.4.52.12 | ASTRID Network - External antenna | 1 | pcs
6.4.52.13 | 6.4.52.13 | 6.4.52.13 | ASTRID Network - Internal antenna | 1 | pcs
6.4.60.10 | 6.4.60.10 | 6.4.60.10 | Satellite TV - Satellite dish | 1 | pcs
6.4.60.11 | 6.4.60.11 | 6.4.60.11 | Satellite TV - Multiswitch | 1 | pcs
6.5.10.01 | 6.5.10.01 | 6.5.10.01 | Evacuation System | 1 | pcs
6.5.10.02 | 6.5.10.02 | 6.5.10.02 | Evacuation Panel | 20 | # of Circuits
6.5.10.03 | 6.5.10.03 | 6.5.10.03 | Disabled call module | 1 | # of devices
6.5.11.02 | 6.5.11.02 | 6.5.11.02 | Repetition Board | 1 | pcs
6.5.11.03 | 6.5.11.03 | 6.5.11.03 | Synoptic fire alarm panel | 1 | # of devices
6.5.11.06 | 6.5.11.06 | 6.5.11.06 | Siren / Flash | 1 | pcs
6.5.11.07 | 6.5.11.07 | 6.5.11.07 | Fire Notifier | 1 | pcs
6.5.11.09 | 6.5.11.09 | 6.5.11.09 | Aspiration detector | 1 | pcs
6.5.11.10 | 6.5.11.10 | 6.5.11.10 | Smoke Detection | 1 | # of devices
6.5.11.11 | 6.5.11.11 | 6.5.11.11 | PIR detector | 1 | pcs
6.5.11.20 | 6.5.11.20 | 6.5.11.20 | I/O module Fire Detection system | 1 | pcs
6.5.12.00 | 6.5.12.00 | 6.5.12.00 | Fire door RF30 (Steel) | 2 | m2
6.5.12.01 | 6.5.12.01 | 6.5.12.01 | Magnetic Contact | 1 | pcs
6.5.12.02 | 6.5.12.02 | 6.5.12.02 | Fire door RF60 (Steel) | 2 | m2
6.5.12.03 | 6.5.12.03 | 6.5.12.03 | Fire door RF30 (Wood) | 2 | m2
6.5.12.04 | 6.5.12.04 | 6.5.12.04 | Fire door RF60 (Wood) | 2 | m2
6.5.12.06 | 6.5.12.06 | 6.5.12.06 | Fire door RF30 (PVC) | 2 | m2
6.5.12.07 | 6.5.12.07 | 6.5.12.07 | Fire door RF60 (PVC) | 2 | m2
6.5.12.08 | 6.5.12.08 | 6.5.12.08 | Fire door RF60 (Aluminium) | 2 | m2
6.5.12.09 | 6.5.12.09 | 6.5.12.09 | Fire door RF30 (Aluminium) | 2 | m2
6.5.12.20 | 6.5.12.20 | 6.5.12.20 | Fire-resistant Passages | 1 | pcs
6.5.12.40 | 6.5.12.40 | 6.5.12.40 | Push button door locking device (wired) | 1 | # of devices
6.5.13.28 | 6.5.13.28 | 6.5.13.28 | Complete Sprinkler system (wet; fully assembled) | 100 | L
6.5.13.29 | 6.5.13.29 | 6.5.13.29 | Complete Sprinkler system (dry; fully assembled) | 100 | L
6.5.13.31 | 6.5.13.31 | 6.5.13.31 | Indoor hydrant | 1 | pcs
6.5.13.33 | 6.5.13.33 | 6.5.13.33 | Sprinkler Component: Alarm Bell | 1 | pcs
6.5.13.40 | 6.5.13.40 | 6.5.13.40 | Dry fire extinguishing pipe | 10 | m1
6.5.13.51 | 6.5.13.51 | 6.5.13.51 | First Aid kit | 1 | pcs
6.5.13.90 | 6.5.13.90 | 6.5.13.90 | Air ducts fire ventilation facility | 1 | m1
6.5.21.02 | 6.5.21.02 | 6.5.21.02 | Burglar Detection - Door/Window Contact | 1 | pcs
6.5.21.11 | 6.5.21.11 | 6.5.21.11 | Security - Agression-alarm - Central | 1 | pcs
6.5.21.12 | 6.5.21.12 | 6.5.21.12 | Security - Agression-alarm - Hold up button / Panic button | 1 | pcs
6.5.22.02 | 6.5.22.02 | 6.5.22.02 | Access Control - Lock | 1 | pcs
6.5.31.01 | 6.5.31.01 | 6.5.31.01 | Manual Sun Screen | 2 | m2
6.5.32.00 | 6.5.32.00 | 6.5.32.00 | Metal Detection | 1 | pcs
6.5.35.02 | 6.5.35.02 | 6.5.35.02 | Gas Detection (CO2) | 1 | # of detectors
6.5.39.00 | 6.5.39.00 | 6.5.39.00 | Perimeter Security | 1 | pcs
6.6.34.00 | 6.6.34.00 | 6.6.34.00 | Conveyor Belt | 5 | m1
6.6.36.00 | 6.6.36.00 | 6.6.36.00 | Overhead Crane | 500 | Allowed mass (kg)
6.6.42.00 | 6.6.42.00 | 6.6.42.00 | Rail Container - Rails | 5 | m1
6.6.42.01 | 6.6.42.01 | 6.6.42.01 | Rail Container - Container | 1 | pcs
6.7.14.01 | 6.7.14.01 | 6.7.14.01 | Screen | 1 | pcs
6.7.14.02 | 6.7.14.02 | 6.7.14.02 | Keyboard | 1 | pcs
6.7.14.03 | 6.7.14.03 | 6.7.14.03 | Mouse | 1 | pcs
6.7.14.10 | 6.7.14.10 | 6.7.14.10 | Sonde | 1 | pcs
6.7.24.00 | 6.7.24.00 | 6.7.24.00 | Automatic Control (DDC) Primary | 1 | pcs
6.7.24.11 | 6.7.24.11 | 6.7.24.11 | Network Engines (NAE/NCE) | 1 | pcs
6.7.24.12 | 6.7.24.12 | 6.7.24.12 | Field Equipment controllers | 1 | pcs
6.7.24.13 | 6.7.24.13 | 6.7.24.13 | Input/output modules | 1 | pcs
6.7.31.00 | 6.7.31.00 | 6.7.31.00 | Alarm Transmitter | 1 | pcs
6.7.31.10 | 6.7.31.10 | 6.7.31.10 | Modem | 1 | pcs
7.2.11.00 | 7.2.11.00 | 7.2.11.00 | Locker | 1 | pcs
7.2.12.00 | 7.2.12.00 | 7.2.12.00 | Motorised Sun Screen (indoors) | 2 | m2
7.2.12.01 | 7.2.12.01 | 7.2.12.01 | Manual Sun Screen (indoors) - Screen | 2 | m2
7.2.12.10 | 7.2.12.10 | 7.2.12.10 | Manual Sun Screen (indoors) - Blinds | 2 | m2
7.2.21.00 | 7.2.21.00 | 7.2.21.00 | Grinding poles (fire brigade) | 1 | pcs
7.2.22.00 | 7.2.22.00 | 7.2.22.00 | Car wash Facilities | 1 | pcs
7.2.22.10 | 7.2.22.10 | 7.2.22.10 | Laundry, Dry-cleaning, Ironing Facilities | 1 | pcs
7.2.22.15 | 7.2.22.15 | 7.2.22.15 | Hose Washer Installation | 1 | pcs
7.3.11.00 | 7.3.11.00 | 7.3.11.00 | Kitchen Counter (Domestic) | 1 | pcs
7.3.11.01 | 7.3.11.01 | 7.3.11.01 | Kitchen Cupboard (Domestic) | 1 | pcs
7.3.22.40 | 7.3.22.40 | 7.3.22.40 | Preparation: Mixer | 1 | pcs
7.3.22.41 | 7.3.22.41 | 7.3.22.41 | Preparation: Whipper | 1 | pcs
7.3.22.42 | 7.3.22.42 | 7.3.22.42 | Preparation: Salad Swayer | 1 | pcs
7.3.22.43 | 7.3.22.43 | 7.3.22.43 | Preparation: Peeler | 1 | pcs
7.3.22.44 | 7.3.22.44 | 7.3.22.44 | Preparation: Cutting Machine | 1 | pcs
7.3.22.45 | 7.3.22.45 | 7.3.22.45 | Preparation: Scale | 1 | pcs
7.3.22.50 | 7.3.22.50 | 7.3.22.50 | Dishers: Kitchen Sorting unit | 1 | pcs
7.3.22.51 | 7.3.22.51 | 7.3.22.51 | Dishers: Kitchen turning bend unit | 1 | pcs
7.3.22.52 | 7.3.22.52 | 7.3.22.52 | Dishers: Kitchen Boiling kettle | 1 | pcs
7.3.22.53 | 7.3.22.53 | 7.3.22.53 | Dishers: Kitchen Drying tunnel | 1 | pcs
7.3.22.54 | 7.3.22.54 | 7.3.22.54 | Dishers: Kitchen Basket stacker | 1 | pcs
7.3.22.55 | 7.3.22.55 | 7.3.22.55 | Dishers: Kitchen Dish stacker | 1 | pcs
7.3.22.56 | 7.3.22.56 | 7.3.22.56 | Dishers: Kitchen Pan washer | 1 | pcs
7.3.22.57 | 7.3.22.57 | 7.3.22.57 | Dishers: Kitchen Cup warmer | 1 | pcs
7.3.22.58 | 7.3.22.58 | 7.3.22.58 | Dishers: Kitchen Hot display | 1 | pcs
7.3.22.59 | 7.3.22.59 | 7.3.22.59 | Dishers: Kitchen Refrigerated workbench | 1 | pcs
7.3.32.01 | 7.3.32.01 | 7.3.32.01 | Dishes: Trays dishWasher | 1 | pcs
7.4.11.10 | 7.4.11.10 | 7.4.11.10 | Wash Basin, manual taps | 1 | pcs
7.4.11.11 | 7.4.11.11 | 7.4.11.11 | Wash Basin, automatic taps | 1 | pcs
7.4.11.13 | 7.4.11.13 | 7.4.11.13 | Kitchenette | 1 | pcs
7.4.11.15 | 7.4.11.15 | 7.4.11.15 | Washing table (kitchen) | 1 | pcs
7.4.11.17 | 7.4.11.17 | 7.4.11.17 | Water Tap - frost free | 1 | pcs
7.4.11.18 | 7.4.11.18 | 7.4.11.18 | Syphon | 1 | pcs
7.4.11.22 | 7.4.11.22 | 7.4.11.22 | Fonteintje /wasbakje Toilet (WC) | 1 | pcs
7.4.11.30 | 7.4.11.30 | 7.4.11.30 | Hair Dryer | 1 | pcs
7.4.11.31 | 7.4.11.31 | 7.4.11.31 | Hand Dryer | 1 | pcs
7.4.12.00 | 7.4.12.00 | 7.4.12.00 | Disabled WC / Toilet (MIVA) | 1 | pcs
7.4.12.16 | 7.4.12.16 | 7.4.12.16 | Water Tap (without seal) | 1 | pcs
7.4.12.21 | 7.4.12.21 | 7.4.12.21 | High / Low Bath | 1 | pcs
7.4.13.00 | 7.4.13.00 | 7.4.13.00 | Bathroom furniture (Domestic) | 1 | pcs
7.5.13.10 | 7.5.13.10 | 7.5.13.10 | Lifeline | 10 | m1
7.5.13.11 | 7.5.13.11 | 7.5.13.11 | Set of Lifeline Anchor Points | 1 | # of Anchor points
7.5.13.15 | 7.5.13.15 | 7.5.13.15 | Anchor Point | 1 | pcs
7.5.23.00 | 7.5.23.00 | 7.5.23.00 | Cleaning Cradle | 800 | kg
7.5.23.01 | 7.5.23.01 | 7.5.23.01 | Roof Rails | 5 | m1
7.5.23.02 | 7.5.23.02 | 7.5.23.02 | Roof Wagon | 1 | pcs
7.5.23.05 | 7.5.23.05 | 7.5.23.05 | facade maintenance facilities | 1 | pcs
7.6.21.01 | 7.6.21.01 | 7.6.21.01 | Gas Station | 1 | pcs
7.6.21.02 | 7.6.21.02 | 7.6.21.02 | Fuel Tank (vehicle) | 250 | L
7.6.21.05 | 7.6.21.05 | 7.6.21.05 | Tank | 250 | L
8.5.22.00 | 8.5.22.00 | 8.5.22.00 | Waste Press | 1 | pcs
9.0.21.00 | 9.0.21.00 | 9.0.21.00 | Bicycle Shelter | 1 | pcs
9.0.21.10 | 9.0.21.10 | 9.0.21.10 | Mast (pyramid) | 5 | m1
9.0.21.11 | 9.0.21.11 | 9.0.21.11 | Mast (rigged) | 5 | m1
9.0.34.20 | 9.0.34.20 | 9.0.34.20 | Manual rotary drum | 1 | pcs
9.0.34.21 | 9.0.34.21 | 9.0.34.21 | Automatic rotary drum | 1 | pcs
9.0.34.30 | 9.0.34.30 | 9.0.34.30 | Manual Revolving Gate | 1 | pcs
9.0.34.31 | 9.0.34.31 | 9.0.34.31 | Automatic Revolving Gate | 1 | pcs
9.0.41.00 | 9.0.41.00 | 9.0.41.00 | Roads | 10 | m1
9.0.41.01 | 9.0.41.01 | 9.0.41.01 | Bicycle Roads | 10 | m1
9.0.41.02 | 9.0.41.02 | 9.0.41.02 | Pavements | 20 | m2
9.0.41.05 | 9.0.41.05 | 9.0.41.05 | Road lighting | 1 | pcs
9.0.41.10 | 9.0.41.10 | 9.0.41.10 | Terrain lighting | 1 | pcs
9.0.41.15 | 9.0.41.15 | 9.0.41.15 | Parking Spaces - External | 500 | m2
9.0.41.20 | 9.0.41.20 | 9.0.41.20 | Outdoors | 100 | m2
9.0.42.00 | 9.0.42.00 | 9.0.42.00 | Lawn | 100 | m2
9.0.42.01 | 9.0.42.01 | 9.0.42.01 | Flower Bed | 50 | m2
9.0.42.02 | 9.0.42.02 | 9.0.42.02 | Shrubs | 1 | m2
9.0.42.03 | 9.0.42.03 | 9.0.42.03 | Trees | 1 | pcs
9.0.52.00 | 9.0.52.00 | 9.0.52.00 | Sewer Pipe | 1 | m1
9.0.52.01 | 9.0.52.01 | 9.0.52.01 | Sewerage Pit | 1 | pcs
9.0.52.02 | 9.0.52.02 | 9.0.52.02 | Gutter | 1 | m1
9.0.53.00 | 9.0.53.00 | 9.0.53.00 | Pond | 100 | m2
9.0.53.01 | 9.0.53.01 | 9.0.53.01 | Storm Basin | 1 | pcs
9.0.53.05 | 9.0.53.05 | 9.0.53.05 | Water Lot | 1 | pcs
9.0.65.00 | 9.0.65.00 | 9.0.65.00 | External Hydrant (site) | 1 | # of Hydrants
9.0.65.10 | 9.0.65.10 | 9.0.65.10 | Manual Barrier | 1 | pcs
9.0.65.12 | 9.0.65.12 | 9.0.65.12 | Road Blocker | 1 | pcs
9.0.65.13 | 9.0.65.13 | 9.0.65.13 | Retractable Bollard | 1 | pcs
9.0.71.00 | 9.0.71.00 | 9.0.71.00 | Outdoor bench | 1 | pcs
9.0.71.01 | 9.0.71.01 | 9.0.71.01 | Letter box | 1 | pcs
9.0.71.02 | 9.0.71.02 | 9.0.71.02 | Key safe | 1 | pcs
9.0.74.00 | 9.0.74.00 | 9.0.74.00 | Flag Pole | 2 | m1
9.0.82.00 | 9.0.82.00 | 9.0.82.00 | Football Field | 7500 | m2
9.0.82.01 | 9.0.82.01 | 9.0.82.01 | Tennis Court | 600 | m2
9.0.82.02 | 9.0.82.02 | 9.0.82.02 | Athletics Path | 400 | m1
9.0.82.03 | 9.0.82.03 | 9.0.82.03 | Basketball Court | 650 | m2
9.0.82.04 | 9.0.82.04 | 9.0.82.04 | Sport Court | 100 | m2
9.0.82.10 | 9.0.82.10 | 9.0.82.10 | Salt Silo | 5 | m3
9.0.52.09 | 9.0.52.09 | 9.0.52.09 | Toezichtsputten | 1 | pcs
9.0.52.10 | 9.0.52.10 | 9.0.52.10 | Putdeksel en roosters | 1 | pcs
2.7.11.40 | 2.7.11.40 | 2.7.11.40 | Isolatieplaten plat dak - PIR dikte 50mm | 500 | m2
2.1.11.08 | 2.1.11.08 | 2.1.11.08 | Muurkap - metaal/aluminium | 1 | m1
2.1.11.09 | 2.1.11.09 | 2.1.11.09 | Aluminium/gordijngevel vast invulpaneel | 500 | m2
2.1.11.10 | 2.1.11.10 | 2.1.11.10 | Thermische isolatie voorhanggevel - 60mm (minerale wol) | 500 | m2
2.1.11.11 | 2.1.11.11 | 2.1.11.11 | Buitengevel metaalplaten - aluminium | 500 | m2
2.1.11.12 | 2.1.11.12 | 2.1.11.12 | Buitengevelisolatiesysteem met pleister - 200 mm (minerale wol) | 500 | m2
2.8.11.07 | 2.8.11.07 | 2.8.11.07 | Plinth (Metal) | 1 | m1
3.3.33.35 | 3.3.33.35 | 3.3.33.35 | Door grill | 1 | m1