## Property Thresholds Temp
ID-num | Element_Name | Element_Size | Unit | Property Code
1 | Concrete base | m3 | 1 | Volume
2 | Truss Structure | m2 | 1 | Area
3 | Truss Structure Walls | m2 | 1 | Area
4 | Wind bracing (industry) | m1 | 1 | Length
5 | Primal Beams | m1 | 1 | Length
6 | Secondary Beams | m1 | 1 | Length
7 | Column | m1 | 1 | Length
8 | Plastic grid | m2 | 1 | Area
9 | Secondary Structure Walkway | m2 | 1 | Area
10 | Steel Wall Plating | m2 | 1 | Area
11 | Steel Roof Plating | m2 | 1 | Area
12 | PVC Roof Plating | m2 | 1 | Area
13 | Spill plate Rust-resistant Steel Flat | m2 | 1 | Area
14 | Spill plate Plastic | m2 | 1 | Area
15 | Spill netting Rust-resistant steel | m2 | 1 | Area
16 | Spill netting Polypropylene | m2 | 1 | Area
17 | Galvanised Cable Ladder | m1 | 1 | Length
18 | RVS-316L | m1 | 1 | Length
19 | Pull string emergency stop | m1 | 1 | Length
20 | Pull switch emergency stop | # of switches | 1 | Amount
21 | Tachometer | # of devices | 1 | Amount
22 | Lamp | # of devices | 1 | Amount
23 | Light fixture | # of devices | 1 | Amount
24 | Lubrication Lines | m1 | 1 | Length
25 | Manifolds | # of devices | 1 | Amount
26 | Bottom Rollers | # of devices | 1 | Amount
27 | Top Rollers | # of devices | 1 | Amount
28 | Belt control Centrax | # of devices | 1 | Amount
29 | TPH Scraper | # of devices | 1 | Amount
30 | U-Scraper | # of devices | 1 | Amount
31 | Ploegschraper | # of devices | 1 | Amount
32 | Voettrommels | # of devices | 1 | Amount
33 | Koptrommels | # of devices | 1 | Amount
34 | Keertromels | # of devices | 1 | Amount
35 | Spantrommels | # of devices | 1 | Amount
36 | Top Roller Holder | # of devices | 1 | Amount
37 | Bottom Roller Holder | # of devices | 1 | Amount
38 | Bandage EP | m1 | 1 | Length
39 | Bandage ST | m1 | 1 | Length
40 | Bandage EpP | m1 | 1 | Length
41 | Pouring chute with abrasion-resistant coating | m2 | 1 | Area
42 | Pouring chute Corrosion-Resistant steel structure | m2 | 1 | Area
43 | Dust Prevention Spil-ex | m1 | 1 | Length
44 | Dust Prevention Proload | m1 | 1 | Length
45 | Damping Rollers | # of devices | 1 | Amount
46 | Impact Bars | m1 | 1 | Length
47 | Propulsion Structure | m2 | 1 | Area
48 | Propulsion Torque | # of devices | 1 | Amount
49 | Propulsion Engine | # of devices | 1 | Amount
50 | Shielding | m1 | 1 | Length
51 | Railing | m1 | 1 | Length
52 | Travellator | m1 | 1 | Length
53 | Sonde | pcs | 1 | Number
54 | Network Engines (NAE/NCE) | pcs | 1 | Number
55 | Laundry, Dry-cleaning, Ironing Facilities | pcs | 1 | Number
56 | Bathroom furniture (Domestic) | pcs | 1 | Number
57 | Gas Station | pcs | 1 | Number
58 | Pond | m2 | 1 | Area
59 | Storm Basin | pcs | 1 | Number
60 | Water Lot | pcs | 1 | Number
61 | Flag Pole | m1 | 1 | Height
62 | Football Field | m2 | 1 | Area
63 | Tennis Court | m2 | 1 | Area
64 | Athletics Path | m1 | 1 | Length
65 | Basketball Court | m2 | 1 | Area
66 | Sport Court | m2 | 1 | Area
67 | Radiation panel | W | 750 | Power
68 | Inverter - wind turbine | kW | 1000 | Power
69 | Frequency controller fan (pulsation) | W | 1000 | Power
70 | Moveable Walls | m2 | 1 | Area
71 | Set of Climbing Irons | # of units | 10 | Amount
72 | Platform (stairs) | m2 | 2 | Area
73 | Ladders | # of Steps | 20 | Amount
74 | Covering Canopy | m2 | 10 | Area
75 | Covering Awning | m2 | 10 | Area
76 | Electrical Lock | pcs | 1 | Number
77 | Double Manual Revolving Door (Outer) General | m2 | 4 | Area
78 | Grease Seperator | pcs | 1 | Number
79 | Water Filter | pcs | 1 | Number
80 | Piping network - Drinking Water | m1 | 5 | Length
81 | Refrigerated drinking fountain | pcs | 1 | Number
82 | Atmospheric Water Heater | L | 150 | Content
83 | Fuel Emergency Generator | kVA | 18 | Power
84 | Dynamic UPS | kVA | 50 | Power
85 | Earthing Pin | pcs | 1 | Number
86 | Earthing Switch | pcs | 1 | Number
87 | Oil and Water Seperator | pcs | 1 | Number
88 | Compressed Air Piping | m1 | 1 | Length
89 | Window Units | pcs | 1 | Number
90 | Battery String (emergency back up) | pcs | 1 | Number
91 | Static Switch => emergency net | pcs | 1 | Number
92 | Air Ducts | m1 | 1 | Length
93 | Air ducts fire ventilation facility | m1 | 1 | Length
94 | Extraction - Smoke and Heat Extraction System | pcs | 1 | Number
95 | Central mechanical extraction system | pcs | 1 | Number
96 | Heating: Electrical Stove (domestic) | pcs | 1 | Number
97 | Manual Roller Gate | m2 | 1 | Area
98 | Automatic Roller Gate | m2 | 1 | Area
99 | Sewer Pipe | pcs | 1 | Number
100 | Heating: Microwave Oven | pcs | 1 | Number
101 | Heating: Coffee Machine | pcs | 1 | Number
102 | Heating: Fryer | pcs | 1 | Number
103 | Heating: Combisteamer (domestic) | pcs | 1 | Number
104 | Heating: Combisteamer (professional) | pcs | 1 | Number
105 | Kitchen equipment Cooking unit | pcs | 1 | Number
106 | Industrial Fume Hood | pcs | 1 | Number
107 | Dishes: Dish Washing Machine (Industrial Kitchen) | pcs | 1 | Number
108 | Dishes: Basket Dish Washing Machine | pcs | 1 | Number
109 | Urinal Flush Valve | pcs | 1 | Number
110 | Roof Rails | m1 | 1 | Length
111 | Roof Wagon | pcs | 1 | Number
112 | Roof Overhang | m2 | 5 | Area
113 | Concrete Floor | m2 | 500 | Area
114 | Cast Floor | m2 | 500 | Area
115 | Floor Tile | m2 | 500 | Area
116 | Laminate | m2 | 500 | Area
117 | Cork flooring | m2 | 500 | Area
118 | Vinyl | m2 | 500 | Area
119 | Carpet floor | m2 | 500 | Area
120 | Parquet | m2 | 500 | Area
121 | Balcony General | m2 | 1 | Area
122 | Balcony Steel | m2 | 1 | Area
123 | Galery | m2 | 1 | Area
124 | Platform General | m2 | 1 | Area
125 | Platform Steel | m2 | 1 | Area
126 | Ramps | m2 | 1 | Area
127 | Covering Flat Roof (Zinc) | m2 | 500 | Area
128 | Covering Flat Roof (Slates) | m2 | 500 | Area
129 | Covering Flat Green Roof Extensive | m2 | 500 | Area
130 | Covering Flat Green Roof Intensive | m2 | 500 | Area
131 | Covering Flat Roof (PVC) | m2 | 500 | Area
132 | Covering Flat Roof (TPO) | m2 | 500 | Area
133 | Covering Flat Roof (Plastic) | m2 | 500 | Area
134 | Covering Sloping Roof (bitumen ballast) | m2 | 500 | Area
135 | Covering Sloping Roof Sandwich panels | m2 | 500 | Area
136 | Construction Flat Roof Aluminium | m2 | 100 | Area
137 | Construction Flat Roof Concrete | m2 | 100 | Area
138 | Construction Flat Roof Wood | m2 | 100 | Area
139 | Construction Flat Roof Plastic | m2 | 100 | Area
140 | Construction Flat Roof Metal | m2 | 100 | Area
141 | Construction Flat Roof Steeldeck | m2 | 100 | Area
142 | Steel cappings roof | m2 | 100 | Area
143 | Construction Sloping Roof General | m2 | 100 | Area
144 | Construction Sloping Roof Concrete | m2 | 100 | Area
145 | Construction Sloping Roof Wood | m2 | 100 | Area
146 | Construction Sloping Roof Plastic | m2 | 100 | Area
147 | Construction Sloping Roof Metal | m2 | 100 | Area
148 | Construction Sloping Roof Aluminium | m2 | 100 | Area
149 | Construction Awning | m2 | 100 | Area
150 | Construction Canopy | m2 | 100 | Area
151 | Steunbalk algemeen | m1 | 1 | Length
152 | Support Beam Steel | m1 | 1 | Length
153 | Support Beam concrete | m1 | 1 | Length
154 | Bearing Floor | m2 | 1 | Area
155 | Bearing Wall General | m2 | 1 | Area
156 | Bearing Wall Concrete | m2 | 1 | Area
157 | Bearing Wall Maconery | m2 | 1 | Area
158 | Bearing Wall interior | m2 | 1 | Area
159 | Cellar walls and floors | m2 | 1 | Area
160 | Window Sill General | m1 | 1 | Length
161 | Window Sill Plastic | m1 | 1 | Length
162 | Window Sill Metal | m1 | 1 | Length
163 | Window Sill Bricks | m1 | 1 | Length
164 | Window Sill Natural Stone | m1 | 1 | Length
165 | Window Sill Wood | m1 | 1 | Length
166 | Closed Windows (Outer) Aluminium | m2 | 1 | Area
167 | Closed Windows (Outer) PVC | m2 | 1 | Area
168 | Closed Windows (Outer) Steel | m2 | 1 | Area
169 | Closed Windows (Outer) Wood | m2 | 1 | Area
170 | Closed Windows (Outer) Concrete | m2 | 1 | Area
171 | Window opening on 1 side (Outer) General | m2 | 1 | Area
172 | Window opening on 1 side (Outer) PVC | m2 | 1 | Area
173 | Window opening on 1 side (Outer) Steel | m2 | 1 | Area
174 | Window opening on 1 side (Outer) Wood | m2 | 1 | Area
175 | Window opening on 1 side (Outer) Aluminium | m2 | 1 | Area
176 | Sliding Windows (Outer) General | m2 | 1 | Area
177 | Sliding Windows (Outer) PVC | m2 | 1 | Area
178 | Sliding Windows (Outer) Steel | m2 | 1 | Area
179 | Sliding Windows (Outer) Wood | m2 | 1 | Area
180 | Sliding Windows (Outer) Aluminium | m2 | 1 | Area
181 | Window rotating on a vertical or horizontal axis (Outer) General | m2 | 1 | Area
182 | Window rotating on a vertical or horizontal axis (Outer) PVC | m2 | 1 | Area
183 | Window rotating on a vertical or horizontal axis (Outer) Steel | m2 | 1 | Area
184 | Window rotating on a vertical or horizontal axis (Outer) Wood | m2 | 1 | Area
185 | Window rotating on a vertical or horizontal axis (Outer) Aluminium | m2 | 1 | Area
186 | Combination Window (Outer) General | m2 | 1 | Area
187 | Combination Window (Outer) PVC | m2 | 1 | Area
188 | Combination Window (Outer) Steel | m2 | 1 | Area
189 | Combination Window (Outer) Wood | m2 | 1 | Area
190 | Combination Window (Outer) Aluminium | m2 | 1 | Area
191 | Door Sill General | m1 | 1 | Length
192 | Door Sill Hard Stone | m1 | 1 | Length
193 | Door Sill Natural Stone | m1 | 1 | Length
194 | Door Sill Terrazzo | m1 | 1 | Length
195 | Door Sill Concrete | m1 | 1 | Length
196 | Manual Sliding Door (Outer) General | m2 | 2 | Area
197 | Manual Sliding Door (Outer) PVC | m2 | 2 | Area
198 | Manual Sliding Door (Outer) Wood | m2 | 2 | Area
199 | Manual Sliding Door (Outer) Steel | m2 | 2 | Area
200 | Manual Sliding Door (Outer) Glass | m2 | 2 | Area
201 | Manual Sliding Door (Outer) Aluminium | m2 | 2 | Area
202 | Automatic Swing Doors PVC | m2 | 2 | Area
203 | Automatic Swing Doors Wood | m2 | 2 | Area
204 | Automatic Swing Doors Steel | m2 | 2 | Area
205 | Automatic Swing Doors Glass | m2 | 2 | Area
206 | Automatic Sliding Door (Outer) Aluminium | m2 | 2 | Area
207 | Automatic Sliding Door (Outer) PVC | m2 | 2 | Area
208 | Automatic Sliding Door (Outer) Wood | m2 | 2 | Area
209 | Automatic Sliding Door (Outer) Steel | m2 | 2 | Area
210 | Automatic Sliding Door (Outer) Glass | m2 | 2 | Area
211 | Double Window opening on 1 side (Outer) General | m2 | 2 | Area
212 | Double Window opening on 1 side (Outer) PVC | m2 | 2 | Area
213 | Double Window opening on 1 side (Outer) Steel | m2 | 2 | Area
214 | Double Window opening on 1 side (Outer) Wood | m2 | 2 | Area
215 | Double Window opening on 1 side (Outer) Aluminium | m2 | 2 | Area
216 | Double window rotating on a vertical or horizontal axis (Outer) General | m2 | 2 | Area
217 | Double window rotating on a vertical or horizontal axis (Outer) PVC | m2 | 2 | Area
218 | Double window rotating on a vertical or horizontal axis (Outer) Steel | m2 | 2 | Area
219 | Double window rotating on a vertical or horizontal axis (Outer) Wood | m2 | 2 | Area
220 | Double window rotating on a vertical or horizontal axis (Outer) Aluminium | m2 | 2 | Area
221 | Double Combination Windows (Outer) General | m2 | 2 | Area
222 | Double Combination Windows (Outer) PVC | m2 | 2 | Area
223 | Double Combination Windows (Outer) Steel | m2 | 2 | Area
224 | Double Combination Windows (Outer) Wood | m2 | 2 | Area
225 | Double Combination Windows (Outer) Aluminium | m2 | 2 | Area
226 | Manual Swing Doors General | m2 | 2 | Area
227 | Manual Swing Doors PVC | m2 | 2 | Area
228 | Manual Swing Doors Wood | m2 | 2 | Area
229 | Manual Swing Doors Steel | m2 | 2 | Area
230 | Manual Swing Doors Glass | m2 | 2 | Area
231 | Manual Swing Doors Aluminium | m2 | 2 | Area
232 | Automatic Swing Doors Aluminium | m2 | 2 | Area
233 | Manual Tilt Doors General | m2 | 2 | Area
234 | Manual Tilt Doors PVC | m2 | 2 | Area
235 | Manual Tilt Doors Wood | m2 | 2 | Area
236 | Manual Tilt Doors Steel | m2 | 2 | Area
237 | Manual Tilt Doors Glass | m2 | 2 | Area
238 | Manual Tilt Doors Aluminium | m2 | 2 | Area
239 | Manual Sectional Door (Outer) General | m2 | 2 | Area
240 | Manual Sectional Door (Outer) PVC | m2 | 2 | Area
241 | Manual Sectional Door (Outer) Wood | m2 | 2 | Area
242 | Manual Sectional Door (Outer) Steel | m2 | 2 | Area
243 | Manual Sectional Door (Outer) Glass | m2 | 2 | Area
244 | Manual Sectional Door (Outer) Aluminium | m2 | 2 | Area
245 | Automatic Tilt Doors Aluminium | m2 | 2 | Area
246 | Automatic Tilt Doors PVC | m2 | 2 | Area
247 | Automatic Tilt Doors Wood | m2 | 2 | Area
248 | Automatic Tilt Doors Steel | m2 | 2 | Area
249 | Automatic Tilt Doors Glass | m2 | 2 | Area
250 | Manual Revolving Door General | m2 | 2 | Area
251 | Manual Revolving Door PVC | m2 | 2 | Area
252 | Manual Revolving Door Wood | m2 | 2 | Area
253 | Manual Revolving Door Steel | m2 | 2 | Area
254 | Manual Revolving Door Glass | m2 | 2 | Area
255 | Manual Revolving Door Aluminium | m2 | 2 | Area
256 | Automatic Turnstile Aluminium | m2 | 2 | Area
257 | Automatic Revolving Door PVC | m2 | 2 | Area
258 | Automatic Revolving Door Wood | m2 | 2 | Area
259 | Automatic Revolving Door Steel | m2 | 2 | Area
260 | Automatic Revolving Door Glass | m2 | 2 | Area
261 | Automatic Double Swing Door (Outer) Aluminium | m2 | 2 | Area
262 | Automatic Double Swing Door (Outer) PVC | m2 | 2 | Area
263 | Automatic Double Swing Door (Outer) Wood | m2 | 2 | Area
264 | Automatic Double Swing Door (Outer) Steel | m2 | 2 | Area
265 | Automatic Double Swing Door (Outer) Glass | m2 | 2 | Area
266 | Automatic Double Sliding Door (Outer) Aluminium | m2 | 2 | Area
267 | Automatic Double Sliding Door (Outer) PVC | m2 | 2 | Area
268 | Automatic Double Sliding Door (Outer) Wood | m2 | 2 | Area
269 | Automatic Double Sliding Door (Outer) Steel | m2 | 2 | Area
270 | Automatic Double Sliding Door (Outer) Glass | m2 | 2 | Area
271 | Facade Louvre (Steel) | m2 | 2 | Area
272 | Facade Louvre (Aluminium) | m2 | 2 | Area
273 | Closed Window (Inner) | m2 | 1 | Area
274 | Window opening on 1 side (Inner) | m2 | 1 | Area
275 | Double Window opening on 1 side (Inner) | m2 | 1 | Area
276 | Sliding Window (Inner) | m2 | 1 | Area
277 | Window rotating on a vertical or horizontal axis (Inner) | m2 | 1 | Area
278 | Double Window rotating on a vertical or horizontal axis (Inner) | m2 | 1 | Area
279 | Combination Window (Inner) | m2 | 1 | Area
280 | Double Combination Window (Inner) | m2 | 1 | Area
281 | Automatic Revolving Door (Inner) | m2 | 2 | Area
282 | Manual Double Revolving Door (Inner) | m2 | 2 | Area
283 | Automatic Double Revolving Door (Inner) | m2 | 2 | Area
284 | Porte-2 | m2 | 2 | Area
285 | Porte-3 | m2 | 2 | Area
286 | Manual Sliding Door (Inner) | m2 | 2 | Area
287 | Automatic Sliding Door (Inner) | m2 | 2 | Area
288 | Manual Double Sliding Door (Inner) | m2 | 2 | Area
289 | Automatic Double Sliding Door (Inner) | m2 | 2 | Area
290 | Automatic Access Door with badge (Inner) | m2 | 2 | Area
291 | Manual Sectional Door (Inner) | m2 | 2 | Area
292 | Automatic Sectional Door (Inner) | m2 | 2 | Area
293 | Automatic Fast Closing Door (Inner) | m2 | 2 | Area
294 | Manual Turnstile | m2 | 2 | Area
295 | Automatic Turnstile | m2 | 2 | Area
296 | Automatic Sectional Door (Outer) Aluminium | m2 | 2 | Area
297 | Automatic Sectional Door (Outer) PVC | m2 | 2 | Area
298 | Automatic Sectional Door (Outer) Wood | m2 | 2 | Area
299 | Automatic Sectional Door (Outer) Steel | m2 | 2 | Area
300 | Automatic Sectional Door (Outer) Glass | m2 | 2 | Area
301 | Inner Balustrades | m2 | 1 | Area
302 | Outer Balustrades | m2 | 1 | Area
303 | Inner Railing Stairs | m2 | 1 | Area
304 | Inner Railing | m2 | 1 | Area
305 | Outer Railing Stairs | m2 | 1 | Area
306 | Outer Railing | m2 | 1 | Area
307 | Closed Roof Windows General | m2 | 1 | Area
308 | Skylight-2 | m2 | 1 | Area
309 | Light Dome-2 | m2 | 1 | Area
310 | Closed Roof Windows PVC | m2 | 1 | Area
311 | Closed Roof Windows Steel | m2 | 1 | Area
312 | Closed Roof Windows Wood | m2 | 1 | Area
313 | Closed Roof Windows Aluminium | m2 | 1 | Area
314 | Skylight | m2 | 1 | Area
315 | Light Dome | m2 | 1 | Area
316 | Dormer | m2 | 1 | Area
317 | Window opening on 1 side General | m2 | 1 | Area
318 | Window opening on 1 side PVC | m2 | 1 | Area
319 | Window opening on 1 side Steel | m2 | 1 | Area
320 | Window opening on 1 side Wood | m2 | 1 | Area
321 | Window opening on 1 side Aluminium | m2 | 1 | Area
322 | Sliding Roof Windows General | m2 | 1 | Area
323 | Sliding Roof Windows PVC | m2 | 1 | Area
324 | Sliding Roof Windows Steel | m2 | 1 | Area
325 | Sliding Roof Windows Wood | m2 | 1 | Area
326 | Sliding Roof Windows Aluminium | m2 | 1 | Area
327 | Roof Windows rotating on a vertical or horizontal axis General | m2 | 1 | Area
328 | Roof Windows rotating on a vertical or horizontal axis PVC | m2 | 1 | Area
329 | Roof Windows rotating on a vertical or horizontal axis Steel | m2 | 1 | Area
330 | Roof Windows rotating on a vertical or horizontal axis Wood | m2 | 1 | Area
331 | Roof Windows rotating on a vertical or horizontal axis Aluminium | m2 | 1 | Area
332 | Combination Windows (Roof) General | m2 | 1 | Area
333 | Combination Windows (Roof) PVC | m2 | 1 | Area
334 | Combination Windows (Roof) Steel | m2 | 1 | Area
335 | Combination Windows (Roof) Wood | m2 | 1 | Area
336 | Combination Windows (Roof) Aluminium | m2 | 1 | Area
337 | Facade Finishing | m2 | 1 | Area
338 | Facade Cladding General | m2 | 1 | Area
339 | Facade Cladding Bardage | m2 | 1 | Area
340 | Facade Cladding bardage on inner boxes | m2 | 1 | Area
341 | Facade Cladding Sandwichpanels | m2 | 1 | Area
342 | Facade Cladding Steel panels | m2 | 1 | Area
343 | Facade Cladding Concrete | m2 | 1 | Area
344 | Facade plinth general | m2 | 2 | Area
345 | Facade plinth concrete | m2 | 2 | Area
346 | Lowered Ceiling | m2 | 2 | Area
347 | System Ceiling | m2 | 2 | Area
348 | Naked Ceiling | m2 | 2 | Area
349 | Clad Ceiling | m2 | 2 | Area
350 | Fuel Tank (Underground)(Emergency) | L | 500 | Content
351 | Fuel Tank (Overground)(Emergency) | L | 500 | Content
352 | Steam Heat Exchanger | kW | 500 | Power
353 | Heat Recovery Wheel | m3/h | 15000 | Flow rate
354 | Cooling: Freezer | pcs | 1 | Number
355 | Cooling: Refrigerator | pcs | 1 | Number
356 | Dishes: Conveyor Belt | pcs | 1 | Number
357 | Dishes: Serving tray machine | pcs | 1 | Number
358 | Heating: Induction hob | pcs | 1 | Number
359 | Heating: Electrical Stove | pcs | 1 | Number
360 | Heating: Gas Stove | pcs | 1 | Number
361 | Heating: Oven | pcs | 1 | Number
362 | Heating: Bain-Marie | pcs | 1 | Number
363 | Heating: Grill | pcs | 1 | Number
364 | Heating: Combisteamer | pcs | 1 | Number
365 | Heating: Warming Table | pcs | 1 | Number
366 | Heating: Saucepan | pcs | 1 | Number
367 | Heating: Roasting Pan | pcs | 1 | Number
368 | Heating: Plate Warmer | pcs | 1 | Number
369 | Cooling: Cold Store incl. compressor | pcs | 1 | Number
370 | Cooling: Freeze Store incl. compressor | pcs | 1 | Number
371 | Cooling: Refrigerated counter | pcs | 1 | Number
372 | Cooling: External chiller for Cold store | pcs | 1 | Number
373 | Cooling: External chiller for Freezer store | pcs | 1 | Number
374 | Cooling: Evaporator cooling/freezing cell | pcs | 1 | Number
375 | Cooling: Ice Cubes Machine | pcs | 1 | Number
376 | Preparation: Mixer | pcs | 1 | Number
377 | Preparation: Whipper | pcs | 1 | Number
378 | Preparation: Salad Swayer | pcs | 1 | Number
379 | Preparation: Peeler | pcs | 1 | Number
380 | Preparation: Cutting Machine | pcs | 1 | Number
381 | Preparation: Scale | pcs | 1 | Number
382 | Dishers: Kitchen Sorting unit | pcs | 1 | Number
383 | Dishers: Kitchen turning bend unit | pcs | 1 | Number
384 | Dishers: Kitchen Drying tunnel | pcs | 1 | Number
385 | Dishers: Kitchen Basket stacker | pcs | 1 | Number
386 | Dishers: Kitchen Dish stacker | pcs | 1 | Number
387 | Dishers: Kitchen Pan washer | pcs | 1 | Number
388 | Dishers: Kitchen Hot display | pcs | 1 | Number
389 | Dishers: Kitchen Refrigerated workbench | pcs | 1 | Number
390 | Dishers: Kitchen Boiling kettle | pcs | 1 | Number
391 | Dishers: Kitchen Cup warmer | pcs | 1 | Number
392 | Urinal Automatic Flush | pcs | 1 | Number
393 | Toilet | pcs | 1 | Number
394 | Wash Basin, manual taps | pcs | 1 | Number
395 | Wash Basin, automatic taps | pcs | 1 | Number
396 | Discharge Basin | pcs | 1 | Number
397 | Kitchenette | pcs | 1 | Number
398 | Washing basin | pcs | 1 | Number
399 | Washing table (kitchen) | pcs | 1 | Number
400 | Shower | pcs | 1 | Number
401 | Bath | pcs | 1 | Number
402 | Collective Shower | pcs | 1 | Number
403 | Disabled Toilet | pcs | 1 | Number
404 | Toilet with faecal destroyer | pcs | 1 | Number
405 | High / Low Bath | pcs | 1 | Number
406 | Automatic Revolving Door (Outer) General | m2 | 2 | Area
407 | Automatic Revolving Door (Outer) PVC | m2 | 2 | Area
408 | Automatic Revolving Door (Outer) wood | m2 | 2 | Area
409 | Automatic Revolving Door (Outer) Steel | m2 | 2 | Area
410 | Automatic Revolving Door (Outer) Glass | m2 | 2 | Area
411 | Automatic Revolving Door (Outer) Aluminium | m2 | 2 | Area
412 | Wall Cladding | m2 | 5 | Area
413 | Cavity Walls | m2 | 5 | Area
414 | Exterior Facade General | m2 | 500 | Area
415 | Exterior Facade (Glass bricks) | m2 | 500 | Area
416 | Exterior Facade (Curtain wall) | m2 | 500 | Area
417 | Exterior Facade (Concrete) | m2 | 500 | Area
418 | Exterior Facade (Cellular concrete) | m2 | 500 | Area
419 | Exterior Facade (Bricks) | m2 | 500 | Area
420 | Exterior plastic wall | m2 | 500 | Area
421 | Chimney (External Part) | m1 | 1 | Length
422 | Manual Revolving Doors (Inner) | m2 | 2 | Area
423 | Double Manual Revolving Door (Outer) PVC | m2 | 2 | Area
424 | Double Manual Revolving Door (Outer) wood | m2 | 2 | Area
425 | Double Manual Revolving Door (Outer) Steel | m2 | 2 | Area
426 | Double Manual Revolving Door (Outer) Glass | m2 | 2 | Area
427 | Double Manual Revolving Door (Outer) Aluminium | m2 | 2 | Area
428 | Manual Double Swing Door (Outer) General | m2 | 2 | Area
429 | Manual Double Swing Door (Outer) PVC | m2 | 2 | Area
430 | Manual Double Swing Door (Outer) Wood | m2 | 2 | Area
431 | Manual Double Swing Door (Outer) Steel | m2 | 2 | Area
432 | Manual Double Swing Door (Outer) Glass | m2 | 2 | Area
433 | Manual Double Swing Door (Outer) Aluminium | m2 | 2 | Area
434 | Manual Double Sliding Door (Outer) General | m2 | 2 | Area
435 | Manual Double Sliding Door (Outer) PVC | m2 | 2 | Area
436 | Manual Double Sliding Door (Outer) Wood | m2 | 2 | Area
437 | Manual Double Sliding Door (Outer) Steel | m2 | 2 | Area
438 | Manual Double Sliding Door (Outer) Glass | m2 | 2 | Area
439 | Manual Double Sliding Door (Outer) Aluminium | m2 | 2 | Area
440 | Double automatic Revolving Door (Outer) General | m2 | 4 | Area
441 | Double automatic Revolving Door (Outer) PVC | m2 | 4 | Area
442 | Double automatic Revolving Door (Outer) wood | m2 | 4 | Area
443 | Double automatic Revolving Door (Outer) Steel | m2 | 4 | Area
444 | Double automatic Revolving Door (Outer) Glass | m2 | 4 | Area
445 | Double automatic Revolving Door (Outer) Aluminium | m2 | 4 | Area
446 | Manual rotary drum | pcs | 1 | Number
447 | Automatic rotary drum | pcs | 1 | Number
448 | Manual Revolving Gate | pcs | 1 | Number
449 | Automatic Revolving Gate | pcs | 1 | Number
450 | Lawn | m2 | 1 | Area
451 | Flower Bed | m2 | 1 | Area
452 | Shrubs | m2 | 1 | Area
453 | Trees | m2 | 1 | Area
454 | Roads | m2 | 1 | Area
455 | Bicycle Roads | m2 | 1 | Area
456 | Pavements | m2 | 1 | Area
457 | Parking Spaces - External | m2 | 1 | Area
458 | Outdoors | m2 | 1 | Area
459 | Gutter | m1 | 1 | Length
460 | Manual Barrier | pcs | 1 | Number
461 | Automatic Barrier | pcs | 1 | Number
462 | Road Blocker | pcs | 1 | Number
463 | Retractable Bollard | pcs | 1 | Number
464 | Outdoor bench | pcs | 1 | Number
465 | facade maintenance facilities | pcs | 1 | Number
466 | Interior Walls General | m2 | 500 | Area
467 | Interior Walls Concrete | m2 | 500 | Area
468 | Interior Walls Maconery | m2 | 500 | Area
469 | Interior Walls Plaster blocks | m2 | 500 | Area
470 | Paintable walls | m2 | 500 | Area
471 | Covering interior walls general | m2 | 500 | Area
472 | Covering interior walls Plaster | m2 | 500 | Area
473 | Parapet (massive balustrade) | m2 | 5 | Area
474 | Chimney (Internal Part) | m1 | 1 | Length
475 | Straight Stairs General | # of Steps | 1 | Amount
476 | Straight Stairs Concrete | # of Steps | 1 | Amount
477 | Straight Stairs Steel | # of Steps | 1 | Amount
478 | Straight Stairs Wood | # of Steps | 1 | Amount
479 | Straight Stairs | # of Steps | 1 | Amount
480 | Non-Straight Stairs | # of Steps | 1 | Amount
481 | Spiral Stairs | # of Steps | 1 | Amount
482 | Conductivity Meter | pcs | 2 | Number
483 | Earth Heat | kW | 10 | Power
484 | Dishes: Trays dishwasher | pcs | 1 | Number
485 | Cooling: Central chilled Green combination | pcs | 1 | Number
486 | AED | pcs | 1 | Number
487 | CAV | m3/h | 15000 | Flow rate
488 | VAV | m3/h | 15000 | Flow rate
489 | Roof Extraction Unit | m3/h | 8000 | Flow rate
490 | No-Break (UPS) | kVA | 40 | Power
491 | No-Break (UPS) | kVA | 132 | Power
492 | No-Break (UPS) | kVA | 224 | Power
493 | No-Break (UPS) | kVA | 316 | Power
494 | No-Break (UPS) | kVA | 408 | Power
495 | No-Break (UPS) | kVA | 500 | Power
496 | No-Break (UPS) | kVA | 600 | Power
497 | No-Break (UPS) | kVA | 700 | Power
498 | No-Break (UPS) | kVA | 800 | Power
499 | No-Break (UPS) | kVA | 900 | Power
500 | No-Break (UPS) | kVA | 1000 | Power
501 | No-Break (UPS) | kVA | 10000 | Power
502 | Sun Collector (Heating) | m2 | 2 | Area
503 | Sun Collector (Heating) | m2 | 2.4 | Area
504 | Sun Collector (Heating) | m2 | 2.8 | Area
505 | Sun Collector (Heating) | m2 | 3.2 | Area
506 | Sun Collector (Heating) | m2 | 3.6 | Area
507 | Sun Collector (Heating) | m2 | 4 | Area
508 | Sun Collector (Heating) | m2 | 4.2 | Area
509 | Sun Collector (Heating) | m2 | 4.4 | Area
510 | Sun Collector (Heating) | m2 | 4.6 | Area
511 | Sun Collector (Heating) | m2 | 4.8 | Area
512 | Sun Collector (Heating) | m2 | 5 | Area
513 | Sun Collector (Heating) | m2 | 50 | Area
514 | Gas Convector | kW | 10 | Power
515 | Gas Convector | kW | 18 | Power
516 | Gas Convector | kW | 26 | Power
517 | Gas Convector | kW | 34 | Power
518 | Gas Convector | kW | 42 | Power
519 | Gas Convector | kW | 50 | Power
520 | Gasfired Radiant Tube | kW | 10 | Power
521 | Gasfired Radiant Tube | kW | 50 | Power
522 | Gasfired Radiant Tube | kW | 42 | Power
523 | Gasfired Radiant Tube | kW | 34 | Power
524 | Gasfired Radiant Tube | kW | 26 | Power
525 | Gasfired Radiant Tube | kW | 18 | Power
526 | Hot Air Generator + fuel burner | kW | 10 | Power
527 | Hot Air Generator + fuel burner | kW | 50 | Power
528 | Hot Air Generator + fuel burner | kW | 42 | Power
529 | Hot Air Generator + fuel burner | kW | 34 | Power
530 | Hot Air Generator + fuel burner | kW | 26 | Power
531 | Hot Air Generator + fuel burner | kW | 18 | Power
532 | Fuel Heater | kW | 10 | Power
533 | Fuel Heater | kW | 50 | Power
534 | Fuel Heater | kW | 42 | Power
535 | Fuel Heater | kW | 34 | Power
536 | Fuel Heater | kW | 26 | Power
537 | Fuel Heater | kW | 18 | Power
538 | Solid Fuel Heater | kW | 10 | Power
539 | Solid Fuel Heater | kW | 50 | Power
540 | Solid Fuel Heater | kW | 42 | Power
541 | Solid Fuel Heater | kW | 34 | Power
542 | Solid Fuel Heater | kW | 26 | Power
543 | Solid Fuel Heater | kW | 18 | Power
544 | Fire place | kW | 10 | Power
545 | Fire place | kW | 50 | Power
546 | Fire place | kW | 42 | Power
547 | Fire place | kW | 34 | Power
548 | Fire place | kW | 26 | Power
549 | Fire place | kW | 18 | Power
550 | Wallmounted Condensating Gas Boiler | kW | 40 | Power
551 | Wallmounted Condensating Gas Boiler | kW | 132 | Power
552 | Wallmounted Condensating Gas Boiler | kW | 224 | Power
553 | Wallmounted Condensating Gas Boiler | kW | 316 | Power
554 | Wallmounted Condensating Gas Boiler | kW | 408 | Power
555 | Wallmounted Condensating Gas Boiler | kW | 500 | Power
556 | Wallmounted Gas Boiler | kW | 40 | Power
557 | Wallmounted Gas Boiler | kW | 132 | Power
558 | Wallmounted Gas Boiler | kW | 224 | Power
559 | Wallmounted Gas Boiler | kW | 316 | Power
560 | Wallmounted Gas Boiler | kW | 408 | Power
561 | Wallmounted Gas Boiler | kW | 500 | Power
562 | Atmospheric Boiler | kW | 40 | Power
563 | Atmospheric Boiler | kW | 132 | Power
564 | Atmospheric Boiler | kW | 224 | Power
565 | Atmospheric Boiler | kW | 316 | Power
566 | Atmospheric Boiler | kW | 408 | Power
567 | Atmospheric Boiler | kW | 500 | Power
568 | Gas Boiler | kW | 40 | Power
569 | Gas Boiler | kW | 132 | Power
570 | Gas Boiler | kW | 224 | Power
571 | Gas Boiler | kW | 316 | Power
572 | Gas Boiler | kW | 408 | Power
573 | Gas Boiler | kW | 500 | Power
574 | Thermal Oil Boiler (gas) | kW | 40 | Power
575 | Thermal Oil Boiler (gas) | kW | 132 | Power
576 | Thermal Oil Boiler (gas) | kW | 224 | Power
577 | Thermal Oil Boiler (gas) | kW | 316 | Power
578 | Thermal Oil Boiler (gas) | kW | 408 | Power
579 | Thermal Oil Boiler (gas) | kW | 500 | Power
580 | Wallmounted Boiler | kW | 40 | Power
581 | Wallmounted Boiler | kW | 132 | Power
582 | Wallmounted Boiler | kW | 224 | Power
583 | Wallmounted Boiler | kW | 316 | Power
584 | Wallmounted Boiler | kW | 408 | Power
585 | Wallmounted Boiler | kW | 500 | Power
586 | Wallmounted Condensating Boiler | kW | 40 | Power
587 | Wallmounted Condensating Boiler | kW | 132 | Power
588 | Wallmounted Condensating Boiler | kW | 224 | Power
589 | Wallmounted Condensating Boiler | kW | 316 | Power
590 | Wallmounted Condensating Boiler | kW | 408 | Power
591 | Wallmounted Condensating Boiler | kW | 500 | Power
592 | Fuel Boiler | kW | 40 | Power
593 | Fuel Boiler | kW | 132 | Power
594 | Fuel Boiler | kW | 224 | Power
595 | Fuel Boiler | kW | 316 | Power
596 | Fuel Boiler | kW | 408 | Power
597 | Fuel Boiler | kW | 500 | Power
598 | Hot Air Generator + gas burner | kW | 40 | Power
599 | Hot Air Generator + gas burner | kW | 132 | Power
600 | Hot Air Generator + gas burner | kW | 224 | Power
601 | Hot Air Generator + gas burner | kW | 316 | Power
602 | Hot Air Generator + gas burner | kW | 408 | Power
603 | Hot Air Generator + gas burner | kW | 500 | Power
604 | Condensating Gas Boiler | kW | 40 | Power
605 | Condensating Gas Boiler | kW | 132 | Power
606 | Condensating Gas Boiler | kW | 224 | Power
607 | Condensating Gas Boiler | kW | 316 | Power
608 | Condensating Gas Boiler | kW | 408 | Power
609 | Condensating Gas Boiler | kW | 500 | Power
610 | Air Ventilated Gas Burner | kW | 40 | Power
611 | Air Ventilated Gas Burner | kW | 132 | Power
612 | Air Ventilated Gas Burner | kW | 224 | Power
613 | Air Ventilated Gas Burner | kW | 316 | Power
614 | Air Ventilated Gas Burner | kW | 408 | Power
615 | Air Ventilated Gas Burner | kW | 500 | Power
616 | Condensating Fuel Boiler | kW | 40 | Power
617 | Condensating Fuel Boiler | kW | 132 | Power
618 | Condensating Fuel Boiler | kW | 224 | Power
619 | Condensating Fuel Boiler | kW | 316 | Power
620 | Condensating Fuel Boiler | kW | 408 | Power
621 | Condensating Fuel Boiler | kW | 500 | Power
622 | Fuel Burner | kW | 40 | Power
623 | Fuel Burner | kW | 132 | Power
624 | Fuel Burner | kW | 224 | Power
625 | Fuel Burner | kW | 316 | Power
626 | Fuel Burner | kW | 408 | Power
627 | Fuel Burner | kW | 500 | Power
628 | Thermal Oil Boiler (fuel) | kW | 40 | Power
629 | Thermal Oil Boiler (fuel) | kW | 132 | Power
630 | Thermal Oil Boiler (fuel) | kW | 224 | Power
631 | Thermal Oil Boiler (fuel) | kW | 316 | Power
632 | Thermal Oil Boiler (fuel) | kW | 408 | Power
633 | Thermal Oil Boiler (fuel) | kW | 500 | Power
634 | Boiler (Solid Fuel) | kW | 40 | Power
635 | Boiler (Solid Fuel) | kW | 132 | Power
636 | Boiler (Solid Fuel) | kW | 224 | Power
637 | Boiler (Solid Fuel) | kW | 316 | Power
638 | Boiler (Solid Fuel) | kW | 408 | Power
639 | Boiler (Solid Fuel) | kW | 500 | Power
640 | Biomass | pcs | 1 | Number
641 | Chimney (gas boiler) | m1 | 1 | Length
642 | Chimney (Fuel Boiler) | m1 | 1 | Length
643 | Chimney (Solid Fuel) | m1 | 1 | Length
644 | Fuel Tank (Underground)(Heating) | L | 200 | Content
645 | Fuel Tank (Underground)(Heating) | L | 260 | Content
646 | Fuel Tank (Underground)(Heating) | L | 320 | Content
647 | Fuel Tank (Underground)(Heating) | L | 380 | Content
648 | Fuel Tank (Underground)(Heating) | L | 440 | Content
649 | Fuel Tank (Underground)(Heating) | L | 500 | Content
650 | Fuel Tank (Overground)(Heating) | L | 200 | Content
651 | Fuel Tank (Overground)(Heating) | L | 260 | Content
652 | Fuel Tank (Overground)(Heating) | L | 320 | Content
653 | Fuel Tank (Overground)(Heating) | L | 380 | Content
654 | Fuel Tank (Overground)(Heating) | L | 440 | Content
655 | Fuel Tank (Overground)(Heating) | L | 500 | Content
656 | Transfer Pump Fuel (Heating) | mm | 10 | Diameter
657 | Transfer Pump Fuel (Heating) | mm | 28 | Diameter
658 | Transfer Pump Fuel (Heating) | mm | 46 | Diameter
659 | Transfer Pump Fuel (Heating) | mm | 64 | Diameter
660 | Transfer Pump Fuel (Heating) | mm | 82 | Diameter
661 | Transfer Pump Fuel (Heating) | mm | 100 | Diameter
662 | Steam Boiler LP < 0,5 bar (gas) | kW | 10 | Power
663 | Steam Boiler LP < 0,5 bar (gas) | kW | 28 | Power
664 | Steam Boiler LP < 0,5 bar (gas) | kW | 46 | Power
665 | Steam Boiler LP < 0,5 bar (gas) | kW | 64 | Power
666 | Steam Boiler LP < 0,5 bar (gas) | kW | 82 | Power
667 | Steam Boiler LP < 0,5 bar (gas) | kW | 100 | Power
668 | Steam Generator LP (Gas) | kW | 46 | Power
669 | Steam Generator LP (Gas) | kW | 100 | Power
670 | Steam Generator LP (Gas) | kW | 64 | Power
671 | Steam Generator LP (Gas) | kW | 28 | Power
672 | Steam Generator LP (Gas) | kW | 10 | Power
673 | Steam Generator LP (Gas) | kW | 82 | Power
674 | Steam Boiler LP < 0,5 bar (Fuel) | kW | 46 | Power
675 | Steam Boiler LP < 0,5 bar (Fuel) | kW | 100 | Power
676 | Steam Boiler LP < 0,5 bar (Fuel) | kW | 64 | Power
677 | Steam Boiler LP < 0,5 bar (Fuel) | kW | 28 | Power
678 | Steam Boiler LP < 0,5 bar (Fuel) | kW | 10 | Power
679 | Steam Boiler LP < 0,5 bar (Fuel) | kW | 82 | Power
680 | Steam Boiler LP < 0,5 bar (Fuel) + economiser | kW | 46 | Power
681 | Steam Boiler LP < 0,5 bar (Fuel) + economiser | kW | 100 | Power
682 | Steam Boiler LP < 0,5 bar (Fuel) + economiser | kW | 64 | Power
683 | Steam Boiler LP < 0,5 bar (Fuel) + economiser | kW | 28 | Power
684 | Steam Boiler LP < 0,5 bar (Fuel) + economiser | kW | 10 | Power
685 | Steam Boiler LP < 0,5 bar (Fuel) + economiser | kW | 82 | Power
686 | Steam Generator LP (Fuel) | kW | 46 | Power
687 | Steam Generator LP (Fuel) | kW | 100 | Power
688 | Steam Generator LP (Fuel) | kW | 64 | Power
689 | Steam Generator LP (Fuel) | kW | 28 | Power
690 | Steam Generator LP (Fuel) | kW | 10 | Power
691 | Steam Generator LP (Fuel) | kW | 82 | Power
692 | Steam Generator LP (Electrical) | kW | 46 | Power
693 | Steam Generator LP (Electrical) | kW | 100 | Power
694 | Steam Generator LP (Electrical) | kW | 64 | Power
695 | Steam Generator LP (Electrical) | kW | 28 | Power
696 | Steam Generator LP (Electrical) | kW | 10 | Power
697 | Steam Generator LP (Electrical) | kW | 82 | Power
698 | Steam Boiler LP < 0,5 bar (gas) + economiser | kW | 10 | Power
699 | Steam Boiler LP < 0,5 bar (gas) + economiser | kW | 28 | Power
700 | Steam Boiler LP < 0,5 bar (gas) + economiser | kW | 46 | Power
701 | Steam Boiler LP < 0,5 bar (gas) + economiser | kW | 64 | Power
702 | Steam Boiler LP < 0,5 bar (gas) + economiser | kW | 82 | Power
703 | Steam Boiler LP < 0,5 bar (gas) + economiser | kW | 100 | Power
704 | Steam Boiler HP > 0,5 bar (gas) | kW | 10 | Power
705 | Steam Boiler HP > 0,5 bar (gas) | kW | 28 | Power
706 | Steam Boiler HP > 0,5 bar (gas) | kW | 46 | Power
707 | Steam Boiler HP > 0,5 bar (gas) | kW | 64 | Power
708 | Steam Boiler HP > 0,5 bar (gas) | kW | 82 | Power
709 | Steam Boiler HP > 0,5 bar (gas) | kW | 100 | Power
710 | Steam Boiler HP > 0,5 bar (gas) + economiser | kW | 10 | Power
711 | Steam Boiler HP > 0,5 bar (gas) + economiser | kW | 28 | Power
712 | Steam Boiler HP > 0,5 bar (gas) + economiser | kW | 46 | Power
713 | Steam Boiler HP > 0,5 bar (gas) + economiser | kW | 64 | Power
714 | Steam Boiler HP > 0,5 bar (gas) + economiser | kW | 82 | Power
715 | Steam Boiler HP > 0,5 bar (gas) + economiser | kW | 100 | Power
716 | Steam Generator HP (Gas) | kW | 10 | Power
717 | Steam Generator HP (Gas) | kW | 28 | Power
718 | Steam Generator HP (Gas) | kW | 46 | Power
719 | Steam Generator HP (Gas) | kW | 64 | Power
720 | Steam Generator HP (Gas) | kW | 82 | Power
721 | Steam Generator HP (Gas) | kW | 100 | Power
722 | Steam Boiler HP > 0,5 bar (Fuel) | kW | 10 | Power
723 | Steam Boiler HP > 0,5 bar (Fuel) | kW | 28 | Power
724 | Steam Boiler HP > 0,5 bar (Fuel) | kW | 46 | Power
725 | Steam Boiler HP > 0,5 bar (Fuel) | kW | 64 | Power
726 | Steam Boiler HP > 0,5 bar (Fuel) | kW | 82 | Power
727 | Steam Boiler HP > 0,5 bar (Fuel) | kW | 100 | Power
728 | Steam Boiler HP > 0,5 bar (Fuel) + economiser | kW | 10 | Power
729 | Steam Boiler HP > 0,5 bar (Fuel) + economiser | kW | 28 | Power
730 | Steam Boiler HP > 0,5 bar (Fuel) + economiser | kW | 46 | Power
731 | Steam Boiler HP > 0,5 bar (Fuel) + economiser | kW | 64 | Power
732 | Steam Boiler HP > 0,5 bar (Fuel) + economiser | kW | 82 | Power
733 | Steam Boiler HP > 0,5 bar (Fuel) + economiser | kW | 100 | Power
734 | Steam Generator HP (Fuel) | kW | 10 | Power
735 | Steam Generator HP (Fuel) | kW | 28 | Power
736 | Steam Generator HP (Fuel) | kW | 46 | Power
737 | Steam Generator HP (Fuel) | kW | 64 | Power
738 | Steam Generator HP (Fuel) | kW | 82 | Power
739 | Steam Generator HP (Fuel) | kW | 100 | Power
740 | Steam Generator HP (Electrical) | kW | 10 | Power
741 | Steam Generator HP (Electrical) | kW | 28 | Power
742 | Steam Generator HP (Electrical) | kW | 46 | Power
743 | Steam Generator HP (Electrical) | kW | 64 | Power
744 | Steam Generator HP (Electrical) | kW | 82 | Power
745 | Steam Generator HP (Electrical) | kW | 100 | Power
746 | Tube Heat Exchanger Heating | kW | 10 | Power
747 | Tube Heat Exchanger Heating | kW | 108 | Power
748 | Tube Heat Exchanger Heating | kW | 206 | Power
749 | Tube Heat Exchanger Heating | kW | 304 | Power
750 | Tube Heat Exchanger Heating | kW | 402 | Power
751 | Tube Heat Exchanger Heating | kW | 500 | Power
752 | Heat Interface Unit | kW | 500 | Power
753 | Heat Interface Unit | kW | 10 | Power
754 | Heat Interface Unit | kW | 402 | Power
755 | Heat Interface Unit | kW | 304 | Power
756 | Heat Interface Unit | kW | 206 | Power
757 | Heat Interface Unit | kW | 108 | Power
758 | Electrical Heat Exchanger | kW | 500 | Power
759 | Electrical Heat Exchanger | kW | 10 | Power
760 | Electrical Heat Exchanger | kW | 402 | Power
761 | Electrical Heat Exchanger | kW | 304 | Power
762 | Electrical Heat Exchanger | kW | 206 | Power
763 | Electrical Heat Exchanger | kW | 108 | Power
764 | Cross-flow heat exchanger | kW | 500 | Power
765 | Chimney (Cogeneration) | m1 | 1 | Length
766 | Fuel Tank (Underground) Cogeneration | L | 200 | Content
767 | Fuel Tank (Underground) Cogeneration | L | 260 | Content
768 | Fuel Tank (Underground) Cogeneration | L | 320 | Content
769 | Fuel Tank (Underground) Cogeneration | L | 380 | Content
770 | Fuel Tank (Underground) Cogeneration | L | 440 | Content
771 | Fuel Tank (Underground) Cogeneration | L | 500 | Content
772 | Fuel Tank (Overground) Cogeneration | L | 200 | Content
773 | Fuel Tank (Overground) Cogeneration | L | 320 | Content
774 | Fuel Tank (Overground) Cogeneration | L | 500 | Content
775 | Fuel Tank (Overground) Cogeneration | L | 440 | Content
776 | Fuel Tank (Overground) Cogeneration | L | 260 | Content
777 | Fuel Tank (Overground) Cogeneration | L | 380 | Content
778 | Transfer Pump Fuel (Cogeneration) | mm | 100 | Diameter
779 | Transfer Pump Fuel (Cogeneration) | mm | 46 | Diameter
780 | Transfer Pump Fuel (Cogeneration) | mm | 28 | Diameter
781 | Transfer Pump Fuel (Cogeneration) | mm | 82 | Diameter
782 | Transfer Pump Fuel (Cogeneration) | mm | 10 | Diameter
783 | Transfer Pump Fuel (Cogeneration) | mm | 64 | Diameter
784 | Cellar Pump (Sump pump) | mm | 82 | Diameter
785 | Cellar Pump (Sump pump) | mm | 28 | Diameter
786 | Cellar Pump (Sump pump) | mm | 46 | Diameter
787 | Cellar Pump (Sump pump) | mm | 10 | Diameter
788 | Cellar Pump (Sump pump) | mm | 64 | Diameter
789 | Cellar Pump (Sump pump) | mm | 100 | Diameter
790 | Rainwater Pump | mm | 64 | Diameter
791 | Rainwater Pump | mm | 100 | Diameter
792 | Rainwater Pump | mm | 46 | Diameter
793 | Rainwater Pump | mm | 28 | Diameter
794 | Rainwater Pump | mm | 82 | Diameter
795 | Rainwater Pump | mm | 10 | Diameter
796 | Vacuum Cleaner Pump (Balai Pump) | mm | 100 | Diameter
797 | Vacuum Cleaner Pump (Balai Pump) | mm | 46 | Diameter
798 | Vacuum Cleaner Pump (Balai Pump) | mm | 28 | Diameter
799 | Vacuum Cleaner Pump (Balai Pump) | mm | 10 | Diameter
800 | Vacuum Cleaner Pump (Balai Pump) | mm | 64 | Diameter
801 | Vacuum Cleaner Pump (Balai Pump) | mm | 82 | Diameter
802 | Accumulation | kW | 1 | Power
803 | Accumulation | kW | 2.8 | Power
804 | Accumulation | kW | 4.6 | Power
805 | Accumulation | kW | 6.4 | Power
806 | Accumulation | kW | 8.2 | Power
807 | Accumulation | kW | 10 | Power
808 | Electric Convector | kW | 1 | Power
809 | Electric Convector | kW | 2.8 | Power
810 | Electric Convector | kW | 4.6 | Power
811 | Electric Convector | kW | 6.4 | Power
812 | Electric Convector | kW | 8.2 | Power
813 | Electric Convector | kW | 10 | Power
814 | Sand Pond | m3 | 1 | Volume
815 | Sand Pond | m3 | 1.8 | Volume
816 | Sand Pond | m3 | 2.6 | Volume
817 | Sand Pond | m3 | 3.4 | Volume
818 | Sand Pond | m3 | 4.2 | Volume
819 | Sand Pond | m3 | 5 | Volume
820 | Rainwater drainage pipelines in the building General | m1 | 10 | Length
821 | Rainwater drainage pipelines inside the building PVC | m1 | 10 | Length
822 | Rainwater drainage pipelines inside the building PE | m1 | 10 | Length
823 | Rainwater drainage pipelines inside the building Aluminium | m1 | 10 | Length
824 | Rainwater Well | m1 | 10 | Length
825 | Rainwater drainage pipelines outside the building General | m1 | 10 | Length
826 | Rainwater drainage pipelines outside the building PVC | m1 | 10 | Length
827 | Rainwater drainage pipelines outside the building PE | m1 | 10 | Length
828 | Rainwater drainage pipelines inside the building Copper | m1 | 10 | Length
829 | Rainwater drainage pipelines inside the building Steel | m1 | 10 | Length
830 | Rainwater drainage pipelines inside the building Cast iron | m1 | 10 | Length
831 | Rainwater drainage pipelines in the building Zinc | m1 | 10 | Length
832 | Rainwater drainage pipelines outside the building Copper | m1 | 10 | Length
833 | Rainwater drainage pipelines outside the building Steel | m1 | 10 | Length
834 | Rainwater drainage pipelines outside the building Cast iron | m1 | 10 | Length
835 | Rainwater drainage pipelines outside the building Aluminium | m1 | 10 | Length
836 | Rainwater drainage pipelines outside the building Zinc | m1 | 10 | Length
837 | Septic Well | L | 1000 | Content
838 | Faecal Pipes | m1 | 10 | Length
839 | Olie- en benzineafscheider | L | 50 | Content
840 | Olie- en benzineafscheider | L | 160 | Content
841 | Olie- en benzineafscheider | L | 270 | Content
842 | Olie- en benzineafscheider | L | 380 | Content
843 | Olie- en benzineafscheider | L | 490 | Content
844 | Olie- en benzineafscheider | L | 600 | Content
845 | Water Treatment Plant | pcs | 1 | Number
846 | Drukverhogingsgroep (Multicellulair) | # of Pumps | 2 | Amount
847 | Pressure Vessel Water | L | 10 | Content
848 | Pressure Vessel Water | L | 28 | Content
849 | Pressure Vessel Water | L | 46 | Content
850 | Pressure Vessel Water | L | 64 | Content
851 | Pressure Vessel Water | L | 82 | Content
852 | Pressure Vessel Water | L | 100 | Content
853 | Water storage (sprinkler) - above ground | L | 46 | Content
854 | Water storage (sprinkler) - above ground | L | 100 | Content
855 | Water storage (sprinkler) - above ground | L | 64 | Content
856 | Water storage (sprinkler) - above ground | L | 28 | Content
857 | Water storage (sprinkler) - above ground | L | 10 | Content
858 | Water storage (sprinkler) - above ground | L | 82 | Content
859 | Drinking water storage (plastic storage tank) | L | 10 | Content
860 | Drinking water storage (plastic storage tank) | L | 28 | Content
861 | Drinking water storage (plastic storage tank) | L | 46 | Content
862 | Drinking water storage (plastic storage tank) | L | 64 | Content
863 | Drinking water storage (plastic storage tank) | L | 82 | Content
864 | Drinking water storage (plastic storage tank) | L | 100 | Content
865 | Water storage (sprinkler) - Underground | L | 10 | Content
866 | Water storage (sprinkler) - Underground | L | 28 | Content
867 | Water storage (sprinkler) - Underground | L | 46 | Content
868 | Water storage (sprinkler) - Underground | L | 64 | Content
869 | Water storage (sprinkler) - Underground | L | 82 | Content
870 | Water storage (sprinkler) - Underground | L | 100 | Content
871 | Circulator HSW | mm | 25 | Diameter
872 | Circulator HSW | mm | 30 | Diameter
873 | Circulator HSW | mm | 35 | Diameter
874 | Circulator HSW | mm | 40 | Diameter
875 | Circulator HSW | mm | 45 | Diameter
876 | Circulator HSW | mm | 50 | Diameter
877 | Closed Expansion Vessel HSW | L | 25 | Content
878 | Closed Expansion Vessel HSW | L | 40 | Content
879 | Closed Expansion Vessel HSW | L | 55 | Content
880 | Closed Expansion Vessel HSW | L | 70 | Content
881 | Closed Expansion Vessel HSW | L | 85 | Content
882 | Closed Expansion Vessel HSW | L | 100 | Content
883 | Collector sanitary water | # of Connectors | 1 | Amount
884 | Collector sanitary water | # of Connectors | 1.6 | Amount
885 | Collector sanitary water | # of Connectors | 2.2 | Amount
886 | Collector sanitary water | # of Connectors | 2.8 | Amount
887 | Collector sanitary water | # of Connectors | 3.4 | Amount
888 | Collector sanitary water | # of Connectors | 4 | Amount
889 | Sanitary Hot water piping | m1 | 1 | Length
890 | Piping (Process water) | m1 | 1 | Length
891 | Piping (Pool water) | m1 | 1 | Length
892 | Electric Water Heater | L | 10 | Content
893 | Electric Water Heater | L | 68 | Content
894 | Electric Water Heater | L | 126 | Content
895 | Electric Water Heater | L | 184 | Content
896 | Electric Water Heater | L | 242 | Content
897 | Electric Water Heater | L | 300 | Content
898 | Boiler met warmtepomp | mm | 10 | Diameter
899 | Boiler met warmtepomp | mm | 38 | Diameter
900 | Boiler met warmtepomp | mm | 66 | Diameter
901 | Boiler met warmtepomp | mm | 94 | Diameter
902 | Boiler met warmtepomp | mm | 122 | Diameter
903 | Boiler met warmtepomp | mm | 150 | Diameter
904 | Central Heating Water Heater | W | 100 | Power
905 | Central Heating Water Heater | W | 280 | Power
906 | Central Heating Water Heater | W | 460 | Power
907 | Central Heating Water Heater | W | 640 | Power
908 | Central Heating Water Heater | W | 820 | Power
909 | Central Heating Water Heater | W | 1000 | Power
910 | Storage Vessel SHW | L | 25 | Content
911 | Storage Vessel SHW | L | 100 | Content
912 | Storage Vessel SHW | L | 85 | Content
913 | Storage Vessel SHW | L | 70 | Content
914 | Storage Vessel SHW | L | 55 | Content
915 | Storage Vessel SHW | L | 40 | Content
916 | Solar Panels (HSW) | m2 | 2 | Area
917 | Solar Panels (HSW) | m2 | 2.4 | Area
918 | Solar Panels (HSW) | m2 | 2.8 | Area
919 | Solar Panels (HSW) | m2 | 3.2 | Area
920 | Solar Panels (HSW) | m2 | 3.6 | Area
921 | Solar Panels (HSW) | m2 | 4 | Area
922 | Solar Boiler Storage Tank (HSW) | L | 100 | Content
923 | Solar Boiler Storage Tank (HSW) | L | 180 | Content
924 | Solar Boiler Storage Tank (HSW) | L | 260 | Content
925 | Solar Boiler Storage Tank (HSW) | L | 340 | Content
926 | Solar Boiler Storage Tank (HSW) | L | 420 | Content
927 | Solar Boiler Storage Tank (HSW) | L | 500 | Content
928 | Plate Heat Exchanger SHW (Stainless Steel) | kW | 10 | Power
929 | Plate Heat Exchanger SHW (Stainless Steel) | kW | 108 | Power
930 | Plate Heat Exchanger SHW (Stainless Steel) | kW | 206 | Power
931 | Plate Heat Exchanger SHW (Stainless Steel) | kW | 304 | Power
932 | Plate Heat Exchanger SHW (Stainless Steel) | kW | 402 | Power
933 | Plate Heat Exchanger SHW (Stainless Steel) | kW | 500 | Power
934 | Electrical Instant Water Heating Unit | kW | 1 | Power
935 | Direct on gas water heating unit | kW | 10 | Power
936 | Buffer Tank | L | 750 | Content
937 | pH Meter | pcs | 2 | Number
938 | Automatic Hardness Meter | pcs | 2 | Number
939 | Cl & pH Analysis System | pcs | 2 | Number
940 | Prefilter | pcs | 1 | Number
941 | Demineralised water system | pcs | 1 | Number
942 | Gas Piping | m1 | 1 | Length
943 | Gas Valve | pcs | 1 | Number
944 | Compressed Air - Piston Compressor | kW | 1 | Power
945 | Compressed Air - Piston Compressor | kW | 2.8 | Power
946 | Compressed Air - Piston Compressor | kW | 4.6 | Power
947 | Compressed Air - Piston Compressor | kW | 6.4 | Power
948 | Compressed Air - Piston Compressor | kW | 8.2 | Power
949 | Compressed Air - Piston Compressor | kW | 10 | Power
950 | Compressed Air - Centrifugal Compressor | kW | 10 | Power
951 | Compressed Air - Centrifugal Compressor | kW | 1 | Power
952 | Compressed Air - Centrifugal Compressor | kW | 8.2 | Power
953 | Compressed Air - Centrifugal Compressor | kW | 6.4 | Power
954 | Compressed Air - Centrifugal Compressor | kW | 4.6 | Power
955 | Compressed Air - Centrifugal Compressor | kW | 2.8 | Power
956 | Compressed Air - Lubricated Screw Compressor | kW | 10 | Power
957 | Compressed Air - Lubricated Screw Compressor | kW | 1 | Power
958 | Compressed Air - Lubricated Screw Compressor | kW | 8.2 | Power
959 | Compressed Air - Lubricated Screw Compressor | kW | 6.4 | Power
960 | Compressed Air - Lubricated Screw Compressor | kW | 4.6 | Power
961 | Compressed Air - Lubricated Screw Compressor | kW | 2.8 | Power
962 | Compressed Air - Dry Screw Compressor | kW | 10 | Power
963 | Compressed Air - Dry Screw Compressor | kW | 1 | Power
964 | Compressed Air - Dry Screw Compressor | kW | 8.2 | Power
965 | Compressed Air - Dry Screw Compressor | kW | 6.4 | Power
966 | Compressed Air - Dry Screw Compressor | kW | 4.6 | Power
967 | Compressed Air - Dry Screw Compressor | kW | 2.8 | Power
968 | Cooling or Freeze Dryer | kW | 1 | Power
969 | Cooling or Freeze Dryer | kW | 2.8 | Power
970 | Cooling or Freeze Dryer | kW | 4.6 | Power
971 | Cooling or Freeze Dryer | kW | 6.4 | Power
972 | Cooling or Freeze Dryer | kW | 8.2 | Power
973 | Cooling or Freeze Dryer | kW | 10 | Power
974 | Adsorption dryer (Electrical regeneration) | kW | 10 | Power
975 | Adsorption dryer (Electrical regeneration) | kW | 1 | Power
976 | Adsorption dryer (Electrical regeneration) | kW | 8.2 | Power
977 | Adsorption dryer (Electrical regeneration) | kW | 6.4 | Power
978 | Adsorption dryer (Electrical regeneration) | kW | 4.6 | Power
979 | Adsorption dryer (Electrical regeneration) | kW | 2.8 | Power
980 | Pressure Vessel Compressed Air | L | 46 | Content
981 | Pressure Vessel Compressed Air | L | 100 | Content
982 | Pressure Vessel Compressed Air | L | 64 | Content
983 | Pressure Vessel Compressed Air | L | 28 | Content
984 | Pressure Vessel Compressed Air | L | 10 | Content
985 | Pressure Vessel Compressed Air | L | 82 | Content
986 | Compressed Air Filter | pcs | 1 | Number
987 | Heat Pump Air-Air (External Unit) | kW | 3 | Power
988 | Heat Pump Air-Air (External Unit) | kW | 7.4 | Power
989 | Heat Pump Air-Air (External Unit) | kW | 11.8 | Power
990 | Heat Pump Air-Air (External Unit) | kW | 16.2 | Power
991 | Heat Pump Air-Air (External Unit) | kW | 20.6 | Power
992 | Heat Pump Air-Air (External Unit) | kW | 25 | Power
993 | Heat Pump Air-Air (Internal Unit) | kW | 3 | Power
994 | Heat Pump Air-Air (Internal Unit) | kW | 7.4 | Power
995 | Heat Pump Air-Air (Internal Unit) | kW | 11.8 | Power
996 | Heat Pump Air-Air (Internal Unit) | kW | 16.2 | Power
997 | Heat Pump Air-Air (Internal Unit) | kW | 20.6 | Power
998 | Heat Pump Air-Air (Internal Unit) | kW | 25 | Power
999 | Heat Pump Air-Air (Internal&External Unit) | kW | 3 | Power
1000 | Heat Pump Air-Air (Internal&External Unit) | kW | 7.4 | Power
1001 | Heat Pump Air-Air (Internal&External Unit) | kW | 11.8 | Power
1002 | Heat Pump Air-Air (Internal&External Unit) | kW | 16.2 | Power
1003 | Heat Pump Air-Air (Internal&External Unit) | kW | 20.6 | Power
1004 | Heat Pump Air-Air (Internal&External Unit) | kW | 25 | Power
1005 | Heat Pump Air-Water (External Unit) | kW | 3 | Power
1006 | Heat Pump Air-Water (External Unit) | kW | 7.4 | Power
1007 | Heat Pump Air-Water (External Unit) | kW | 11.8 | Power
1008 | Heat Pump Air-Water (External Unit) | kW | 16.2 | Power
1009 | Heat Pump Air-Water (External Unit) | kW | 20.6 | Power
1010 | Heat Pump Air-Water (External Unit) | kW | 25 | Power
1011 | Heat Pump Air-Water (Internal Unit) | kW | 3 | Power
1012 | Heat Pump Air-Water (Internal Unit) | kW | 7.4 | Power
1013 | Heat Pump Air-Water (Internal Unit) | kW | 11.8 | Power
1014 | Heat Pump Air-Water (Internal Unit) | kW | 16.2 | Power
1015 | Heat Pump Air-Water (Internal Unit) | kW | 20.6 | Power
1016 | Heat Pump Air-Water (Internal Unit) | kW | 25 | Power
1017 | Heat Pump Water-Water (External Unit) | kW | 3 | Power
1018 | Heat Pump Water-Water (External Unit) | kW | 7.4 | Power
1019 | Heat Pump Water-Water (External Unit) | kW | 11.8 | Power
1020 | Heat Pump Water-Water (External Unit) | kW | 16.2 | Power
1021 | Heat Pump Water-Water (External Unit) | kW | 20.6 | Power
1022 | Heat Pump Water-Water (External Unit) | kW | 25 | Power
1023 | VRV / Multisplits (Internal and External Unit) - reversible | kW | 3 | Power
1024 | VRV / Multisplits (Internal and External Unit) - reversible | kW | 7.4 | Power
1025 | VRV / Multisplits (Internal and External Unit) - reversible | kW | 11.8 | Power
1026 | VRV / Multisplits (Internal and External Unit) - reversible | kW | 16.2 | Power
1027 | VRV / Multisplits (Internal and External Unit) - reversible | kW | 20.6 | Power
1028 | VRV / Multisplits (Internal and External Unit) - reversible | kW | 25 | Power
1029 | Cabinet Air Cooler with Direct Expansion | kW | 3 | Power
1030 | Cabinet Air Cooler with Direct Expansion | kW | 7.4 | Power
1031 | Cabinet Air Cooler with Direct Expansion | kW | 11.8 | Power
1032 | Cabinet Air Cooler with Direct Expansion | kW | 16.2 | Power
1033 | Cabinet Air Cooler with Direct Expansion | kW | 20.6 | Power
1034 | Cabinet Air Cooler with Direct Expansion | kW | 25 | Power
1035 | Cooling Unit Scroll/Semi-Hermetic Compressor | kW | 1 | Power
1036 | Cooling Unit Scroll/Semi-Hermetic Compressor | kW | 2.8 | Power
1037 | Cooling Unit Scroll/Semi-Hermetic Compressor | kW | 4.6 | Power
1038 | Cooling Unit Scroll/Semi-Hermetic Compressor | kW | 6.4 | Power
1039 | Cooling Unit Scroll/Semi-Hermetic Compressor | kW | 8.2 | Power
1040 | Cooling Unit Scroll/Semi-Hermetic Compressor | kW | 10 | Power
1041 | Cooling Unit Piston Compressor | kW | 1 | Power
1042 | Cooling Unit Piston Compressor | kW | 2.8 | Power
1043 | Cooling Unit Piston Compressor | kW | 4.6 | Power
1044 | Cooling Unit Piston Compressor | kW | 6.4 | Power
1045 | Cooling Unit Piston Compressor | kW | 8.2 | Power
1046 | Cooling Unit Piston Compressor | kW | 10 | Power
1047 | Cooling Unit Centrifugal Compressor | kW | 4.6 | Power
1048 | Cooling Unit Centrifugal Compressor | kW | 10 | Power
1049 | Cooling Unit Centrifugal Compressor | kW | 2.8 | Power
1050 | Cooling Unit Centrifugal Compressor | kW | 8.2 | Power
1051 | Cooling Unit Centrifugal Compressor | kW | 6.4 | Power
1052 | Cooling Unit Centrifugal Compressor | kW | 1 | Power
1053 | Cool Unit Screw Compressor | kW | 4.6 | Power
1054 | Cool Unit Screw Compressor | kW | 10 | Power
1055 | Cool Unit Screw Compressor | kW | 2.8 | Power
1056 | Cool Unit Screw Compressor | kW | 8.2 | Power
1057 | Cool Unit Screw Compressor | kW | 6.4 | Power
1058 | Cool Unit Screw Compressor | kW | 1 | Power
1059 | Ammonia Cooling Unit | kW | 4.6 | Power
1060 | Ammonia Cooling Unit | kW | 10 | Power
1061 | Ammonia Cooling Unit | kW | 2.8 | Power
1062 | Ammonia Cooling Unit | kW | 8.2 | Power
1063 | Ammonia Cooling Unit | kW | 6.4 | Power
1064 | Ammonia Cooling Unit | kW | 1 | Power
1065 | Open Cooling Tower | kW | 1 | Power
1066 | Open Cooling Tower | kW | 10.8 | Power
1067 | Open Cooling Tower | kW | 20.6 | Power
1068 | Open Cooling Tower | kW | 30.4 | Power
1069 | Open Cooling Tower | kW | 40.2 | Power
1070 | Open Cooling Tower | kW | 50 | Power
1071 | Closed Cooling Tower | kW | 1 | Power
1072 | Closed Cooling Tower | kW | 50 | Power
1073 | Closed Cooling Tower | kW | 40.2 | Power
1074 | Closed Cooling Tower | kW | 30.4 | Power
1075 | Closed Cooling Tower | kW | 20.6 | Power
1076 | Closed Cooling Tower | kW | 10.8 | Power
1077 | Water Cooled Condenser | kW | 1 | Power
1078 | Water Cooled Condenser | kW | 50 | Power
1079 | Water Cooled Condenser | kW | 40.2 | Power
1080 | Water Cooled Condenser | kW | 30.4 | Power
1081 | Water Cooled Condenser | kW | 20.6 | Power
1082 | Water Cooled Condenser | kW | 10.8 | Power
1083 | Dry Cooler | kW | 1 | Power
1084 | Dry Cooler | kW | 50 | Power
1085 | Dry Cooler | kW | 40.2 | Power
1086 | Dry Cooler | kW | 30.4 | Power
1087 | Dry Cooler | kW | 20.6 | Power
1088 | Dry Cooler | kW | 10.8 | Power
1089 | Air Cooled Condenser | kW | 1 | Power
1090 | Air Cooled Condenser | kW | 10.8 | Power
1091 | Air Cooled Condenser | kW | 20.6 | Power
1092 | Air Cooled Condenser | kW | 30.4 | Power
1093 | Air Cooled Condenser | kW | 40.2 | Power
1094 | Air Cooled Condenser | kW | 50 | Power
1095 | Absorption Cooling Unit | kW | 10 | Power
1096 | Absorption Cooling Unit | kW | 13 | Power
1097 | Absorption Cooling Unit | kW | 16 | Power
1098 | Absorption Cooling Unit | kW | 19 | Power
1099 | Absorption Cooling Unit | kW | 22 | Power
1100 | Absorption Cooling Unit | kW | 25 | Power
1101 | Closed Expansion Vessel Cooling | kW | 1 | Power
1102 | Closed Expansion Vessel Cooling | kW | 2.8 | Power
1103 | Closed Expansion Vessel Cooling | kW | 4.6 | Power
1104 | Closed Expansion Vessel Cooling | kW | 6.4 | Power
1105 | Closed Expansion Vessel Cooling | kW | 8.2 | Power
1106 | Closed Expansion Vessel Cooling | kW | 10 | Power
1107 | Expansion Vessel with compressor Cooling | kW | 1 | Power
1108 | Expansion Vessel with compressor Cooling | kW | 2.8 | Power
1109 | Expansion Vessel with compressor Cooling | kW | 4.6 | Power
1110 | Expansion Vessel with compressor Cooling | kW | 6.4 | Power
1111 | Expansion Vessel with compressor Cooling | kW | 8.2 | Power
1112 | Expansion Vessel with compressor Cooling | kW | 10 | Power
1113 | Liquid Receiver | kW | 1 | Power
1114 | Liquid Receiver | kW | 2.8 | Power
1115 | Liquid Receiver | kW | 4.6 | Power
1116 | Liquid Receiver | kW | 6.4 | Power
1117 | Liquid Receiver | kW | 8.2 | Power
1118 | Liquid Receiver | kW | 10 | Power
1119 | Pressure Steps Deaerator Cooling | kW | 1 | Power
1120 | Pressure Steps Deaerator Cooling | kW | 2.8 | Power
1121 | Pressure Steps Deaerator Cooling | kW | 4.6 | Power
1122 | Pressure Steps Deaerator Cooling | kW | 6.4 | Power
1123 | Pressure Steps Deaerator Cooling | kW | 8.2 | Power
1124 | Pressure Steps Deaerator Cooling | kW | 10 | Power
1125 | Motorised 2-way Valve/Butterfly Valve Cooling | mm | 15 | Diameter
1126 | Motorised 2-way Valve/Butterfly Valve Cooling | mm | 22 | Diameter
1127 | Motorised 2-way Valve/Butterfly Valve Cooling | mm | 29 | Diameter
1128 | Motorised 2-way Valve/Butterfly Valve Cooling | mm | 36 | Diameter
1129 | Motorised 2-way Valve/Butterfly Valve Cooling | mm | 43 | Diameter
1130 | Motorised 2-way Valve/Butterfly Valve Cooling | mm | 50 | Diameter
1131 | Motorised 3-way Valve Cooling | mm | 15 | Diameter
1132 | Motorised 3-way Valve Cooling | mm | 22 | Diameter
1133 | Motorised 3-way Valve Cooling | mm | 29 | Diameter
1134 | Motorised 3-way Valve Cooling | mm | 36 | Diameter
1135 | Motorised 3-way Valve Cooling | mm | 43 | Diameter
1136 | Motorised 3-way Valve Cooling | mm | 50 | Diameter
1137 | Plate Heat Exchanger Heating | kW | 500 | Power
1138 | Plate Heat Exchanger Heating | kW | 10 | Power
1139 | Plate Heat Exchanger Heating | kW | 402 | Power
1140 | Plate Heat Exchanger Heating | kW | 304 | Power
1141 | Plate Heat Exchanger Heating | kW | 206 | Power
1142 | Plate Heat Exchanger Heating | kW | 108 | Power
1143 | Plate Heat Exchanger Cooling | kW | 10 | Power
1144 | Plate Heat Exchanger Cooling | kW | 108 | Power
1145 | Plate Heat Exchanger Cooling | kW | 206 | Power
1146 | Plate Heat Exchanger Cooling | kW | 304 | Power
1147 | Plate Heat Exchanger Cooling | kW | 402 | Power
1148 | Plate Heat Exchanger Cooling | kW | 500 | Power
1149 | Tube Heat Exchanger Cooling | kW | 10 | Power
1150 | Tube Heat Exchanger Cooling | kW | 108 | Power
1151 | Tube Heat Exchanger Cooling | kW | 206 | Power
1152 | Tube Heat Exchanger Cooling | kW | 304 | Power
1153 | Tube Heat Exchanger Cooling | kW | 402 | Power
1154 | Tube Heat Exchanger Cooling | kW | 500 | Power
1155 | Buffer Vessel Ice Water | L | 55 | Content
1156 | Buffer Vessel Ice Water | L | 25 | Content
1157 | Buffer Vessel Ice Water | L | 100 | Content
1158 | Buffer Vessel Ice Water | L | 85 | Content
1159 | Buffer Vessel Ice Water | L | 70 | Content
1160 | Buffer Vessel Ice Water | L | 40 | Content
1161 | Chilled Water Piping | m1 | 1 | Length
1162 | Refrigerant Piping | m1 | 1 | Length
1163 | Tracing | m1 | 10 | Length
1164 | Iced Water Collector | L | 70 | Content
1165 | Iced Water Collector | L | 40 | Content
1166 | Iced Water Collector | L | 85 | Content
1167 | Iced Water Collector | L | 100 | Content
1168 | Iced Water Collector | L | 25 | Content
1169 | Iced Water Collector | L | 55 | Content
1170 | Cooled Ceiling / Cooled Beam | m2 | 1 | Area
1171 | Cooled Ceiling / Cooled Beam | m2 | 1.6 | Area
1172 | Cooled Ceiling / Cooled Beam | m2 | 2.2 | Area
1173 | Cooled Ceiling / Cooled Beam | m2 | 2.8 | Area
1174 | Cooled Ceiling / Cooled Beam | m2 | 3.4 | Area
1175 | Cooled Ceiling / Cooled Beam | m2 | 4 | Area
1176 | Fan Coil Unit (2-pipes) Cooling | kW | 1 | Power
1177 | Fan Coil Unit (2-pipes) Cooling | kW | 1.8 | Power
1178 | Fan Coil Unit (2-pipes) Cooling | kW | 2.6 | Power
1179 | Fan Coil Unit (2-pipes) Cooling | kW | 3.4 | Power
1180 | Fan Coil Unit (2-pipes) Cooling | kW | 4.2 | Power
1181 | Fan Coil Unit (2-pipes) Cooling | kW | 5 | Power
1182 | Pressure Induction Unit (2-pipes) Cooling | kW | 1 | Power
1183 | Pressure Induction Unit (2-pipes) Cooling | kW | 1.8 | Power
1184 | Pressure Induction Unit (2-pipes) Cooling | kW | 2.6 | Power
1185 | Pressure Induction Unit (2-pipes) Cooling | kW | 3.4 | Power
1186 | Pressure Induction Unit (2-pipes) Cooling | kW | 4.2 | Power
1187 | Pressure Induction Unit (2-pipes) Cooling | kW | 5 | Power
1188 | Closed Expansion Vessel Heating | L | 25 | Content
1189 | Closed Expansion Vessel Heating | L | 100 | Content
1190 | Closed Expansion Vessel Heating | L | 85 | Content
1191 | Closed Expansion Vessel Heating | L | 70 | Content
1192 | Closed Expansion Vessel Heating | L | 55 | Content
1193 | Closed Expansion Vessel Heating | L | 40 | Content
1194 | Expansion Vessel with compressor Heating | kW | 1 | Power
1195 | Expansion Vessel with compressor Heating | kW | 10 | Power
1196 | Expansion Vessel with compressor Heating | kW | 8.2 | Power
1197 | Expansion Vessel with compressor Heating | kW | 6.4 | Power
1198 | Expansion Vessel with compressor Heating | kW | 4.6 | Power
1199 | Expansion Vessel with compressor Heating | kW | 2.8 | Power
1200 | Pressure Steps Deaerator Heating | kW | 8.2 | Power
1201 | Pressure Steps Deaerator Heating | kW | 1 | Power
1202 | Pressure Steps Deaerator Heating | kW | 10 | Power
1203 | Pressure Steps Deaerator Heating | kW | 6.4 | Power
1204 | Pressure Steps Deaerator Heating | kW | 4.6 | Power
1205 | Pressure Steps Deaerator Heating | kW | 2.8 | Power
1206 | Motorised 2-way Valve/Butterfly Valve Heating | mm | 15 | Diameter
1207 | Motorised 2-way Valve/Butterfly Valve Heating | mm | 50 | Diameter
1208 | Motorised 2-way Valve/Butterfly Valve Heating | mm | 43 | Diameter
1209 | Motorised 2-way Valve/Butterfly Valve Heating | mm | 36 | Diameter
1210 | Motorised 2-way Valve/Butterfly Valve Heating | mm | 29 | Diameter
1211 | Motorised 2-way Valve/Butterfly Valve Heating | mm | 22 | Diameter
1212 | Motorised 3-way Valve Heating | mm | 15 | Diameter
1213 | Motorised 3-way Valve Heating | mm | 50 | Diameter
1214 | Motorised 3-way Valve Heating | mm | 43 | Diameter
1215 | Motorised 3-way Valve Heating | mm | 36 | Diameter
1216 | Motorised 3-way Valve Heating | mm | 29 | Diameter
1217 | Motorised 3-way Valve Heating | mm | 22 | Diameter
1218 | Central Heating Hot Water Collector | L | 40 | Content
1219 | Central Heating Hot Water Collector | L | 70 | Content
1220 | Central Heating Hot Water Collector | L | 55 | Content
1221 | Central Heating Hot Water Collector | L | 25 | Content
1222 | Central Heating Hot Water Collector | L | 85 | Content
1223 | Central Heating Hot Water Collector | L | 100 | Content
1224 | Dirt Seperator | pcs | 1 | Number
1225 | Micro-bubble separator | pcs | 1 | Number
1226 | Buffer Vessel Hot Water Distribution | L | 70 | Content
1227 | Buffer Vessel Hot Water Distribution | L | 40 | Content
1228 | Buffer Vessel Hot Water Distribution | L | 85 | Content
1229 | Buffer Vessel Hot Water Distribution | L | 100 | Content
1230 | Buffer Vessel Hot Water Distribution | L | 25 | Content
1231 | Buffer Vessel Hot Water Distribution | L | 55 | Content
1232 | Radiator | W | 250 | Power
1233 | Radiator | W | 400 | Power
1234 | Radiator | W | 550 | Power
1235 | Radiator | W | 700 | Power
1236 | Radiator | W | 850 | Power
1237 | Radiator | W | 1000 | Power
1238 | Convector | W | 250 | Power
1239 | Convector | W | 1000 | Power
1240 | Convector | W | 850 | Power
1241 | Convector | W | 700 | Power
1242 | Convector | W | 550 | Power
1243 | Convector | W | 400 | Power
1244 | Circulator Serving Floor Heating | W | 250 | Power
1245 | Circulator Serving Floor Heating | W | 1000 | Power
1246 | Circulator Serving Floor Heating | W | 850 | Power
1247 | Circulator Serving Floor Heating | W | 700 | Power
1248 | Circulator Serving Floor Heating | W | 550 | Power
1249 | Circulator Serving Floor Heating | W | 400 | Power
1250 | Floor Heating (Hot Water) | W | 250 | Power
1251 | Floor Heating (Hot Water) | W | 1000 | Power
1252 | Floor Heating (Hot Water) | W | 850 | Power
1253 | Floor Heating (Hot Water) | W | 700 | Power
1254 | Floor Heating (Hot Water) | W | 550 | Power
1255 | Floor Heating (Hot Water) | W | 400 | Power
1256 | Floor Heating (Electrical) | W | 250 | Power
1257 | Floor Heating (Electrical) | W | 1000 | Power
1258 | Floor Heating (Electrical) | W | 850 | Power
1259 | Floor Heating (Electrical) | W | 700 | Power
1260 | Floor Heating (Electrical) | W | 550 | Power
1261 | Floor Heating (Electrical) | W | 400 | Power
1262 | Safety Valve | mm | 25 | Diameter
1263 | Safety Valve | mm | 30 | Diameter
1264 | Safety Valve | mm | 35 | Diameter
1265 | Safety Valve | mm | 40 | Diameter
1266 | Safety Valve | mm | 45 | Diameter
1267 | Safety Valve | mm | 50 | Diameter
1268 | Control Valve | mm | 25 | Diameter
1269 | Control Valve | mm | 50 | Diameter
1270 | Control Valve | mm | 45 | Diameter
1271 | Control Valve | mm | 40 | Diameter
1272 | Control Valve | mm | 35 | Diameter
1273 | Control Valve | mm | 30 | Diameter
1274 | Condensate Pot | mm | 25 | Diameter
1275 | Condensate Pot | mm | 50 | Diameter
1276 | Condensate Pot | mm | 45 | Diameter
1277 | Condensate Pot | mm | 40 | Diameter
1278 | Condensate Pot | mm | 35 | Diameter
1279 | Condensate Pot | mm | 30 | Diameter
1280 | Condensate Tank | L | 10 | Content
1281 | Condensate Tank | L | 28 | Content
1282 | Condensate Tank | L | 46 | Content
1283 | Condensate Tank | L | 64 | Content
1284 | Condensate Tank | L | 82 | Content
1285 | Condensate Tank | L | 100 | Content
1286 | Drainage Tank | L | 10 | Content
1287 | Drainage Tank | L | 28 | Content
1288 | Drainage Tank | L | 46 | Content
1289 | Drainage Tank | L | 64 | Content
1290 | Drainage Tank | L | 82 | Content
1291 | Drainage Tank | L | 100 | Content
1292 | Steam Collector | L | 10 | Content
1293 | Steam Collector | L | 28 | Content
1294 | Steam Collector | L | 46 | Content
1295 | Steam Collector | L | 64 | Content
1296 | Steam Collector | L | 82 | Content
1297 | Steam Collector | L | 100 | Content
1298 | Gasfired Air Heater | kW | 40 | Power
1299 | Gasfired Air Heater | kW | 500 | Power
1300 | Gasfired Air Heater | kW | 408 | Power
1301 | Gasfired Air Heater | kW | 316 | Power
1302 | Gasfired Air Heater | kW | 224 | Power
1303 | Gasfired Air Heater | kW | 132 | Power
1304 | Condensating gasfired Air Heater | kW | 40 | Power
1305 | Condensating gasfired Air Heater | kW | 132 | Power
1306 | Condensating gasfired Air Heater | kW | 224 | Power
1307 | Condensating gasfired Air Heater | kW | 316 | Power
1308 | Condensating gasfired Air Heater | kW | 408 | Power
1309 | Condensating gasfired Air Heater | kW | 500 | Power
1310 | VRV / Multisplits (External Unit) - reversible | kW | 3 | Power
1311 | VRV / Multisplits (External Unit) - reversible | kW | 7.4 | Power
1312 | VRV / Multisplits (External Unit) - reversible | kW | 11.8 | Power
1313 | VRV / Multisplits (External Unit) - reversible | kW | 16.2 | Power
1314 | VRV / Multisplits (External Unit) - reversible | kW | 20.6 | Power
1315 | VRV / Multisplits (External Unit) - reversible | kW | 25 | Power
1316 | VRV / Multisplits (External Unit) - reversible | kW | 30 | Power
1317 | VRV / Multisplits (External Unit) - reversible | kW | 35 | Power
1318 | VRV / Multisplits (External Unit) - reversible | kW | 40 | Power
1319 | VRV / Multisplits (External Unit) - reversible | kW | 45 | Power
1320 | VRV / Multisplits (External Unit) - reversible | kW | 50 | Power
1321 | VRV / Multisplits (External Unit) - reversible | kW | 500 | Power
1322 | VRV / Multisplits (Internal Unit) - reversible | kW | 3 | Power
1323 | VRV / Multisplits (Internal Unit) - reversible | kW | 7.4 | Power
1324 | VRV / Multisplits (Internal Unit) - reversible | kW | 11.8 | Power
1325 | VRV / Multisplits (Internal Unit) - reversible | kW | 16.2 | Power
1326 | VRV / Multisplits (Internal Unit) - reversible | kW | 20.6 | Power
1327 | VRV / Multisplits (Internal Unit) - reversible | kW | 25 | Power
1328 | VRV / Multisplits (Internal Unit) - reversible | kW | 30 | Power
1329 | VRV / Multisplits (Internal Unit) - reversible | kW | 35 | Power
1330 | VRV / Multisplits (Internal Unit) - reversible | kW | 40 | Power
1331 | VRV / Multisplits (Internal Unit) - reversible | kW | 45 | Power
1332 | VRV / Multisplits (Internal Unit) - reversible | kW | 50 | Power
1333 | VRV / Multisplits (Internal Unit) - reversible | kW | 500 | Power
1334 | Postheating Battery | pcs | 1 | Number
1335 | Postheating Battery | pcs | 2.8 | Number
1336 | Postheating Battery | pcs | 4.6 | Number
1337 | Postheating Battery | pcs | 6.4 | Number
1338 | Postheating Battery | pcs | 8.2 | Number
1339 | Postheating Battery | pcs | 10 | Number
1340 | Postheating Battery | pcs | 100 | Number
1341 | Electric Water Heater (flow-through) | L | 10 | Content
1342 | Electric Water Heater (flow-through) | L | 300 | Content
1343 | Electric Water Heater (flow-through) | L | 242 | Content
1344 | Electric Water Heater (flow-through) | L | 184 | Content
1345 | Electric Water Heater (flow-through) | L | 126 | Content
1346 | Electric Water Heater (flow-through) | L | 68 | Content
1347 | Water Tap | pcs | 1 | Number
1348 | Air Handling Unit (2 batteries (+/-)/Coarse + Fine Filter/ Heat Recuperation) | m3/h | 1500 | Flow rate
1349 | Air Handling Unit (2 batteries (+/-)/Coarse + Fine Filter/ Heat Recuperation) | m3/h | 4200 | Flow rate
1350 | Air Handling Unit (2 batteries (+/-)/Coarse + Fine Filter/ Heat Recuperation) | m3/h | 6900 | Flow rate
1351 | Air Handling Unit (2 batteries (+/-)/Coarse + Fine Filter/ Heat Recuperation) | m3/h | 9600 | Flow rate
1352 | Air Handling Unit (2 batteries (+/-)/Coarse + Fine Filter/ Heat Recuperation) | m3/h | 12300 | Flow rate
1353 | Air Handling Unit (2 batteries (+/-)/Coarse + Fine Filter/ Heat Recuperation) | m3/h | 15000 | Flow rate
1354 | Air Handling Unit (2 batteries (+/-)/Coarse + Fine Filter/ Heat Recuperation) | m3/h | 32000 | Flow rate
1355 | Air Handling Unit (2 batteries (+/-)/Coarse + Fine Filter/ Heat Recuperation) | m3/h | 49000 | Flow rate
1356 | Air Handling Unit (2 batteries (+/-)/Coarse + Fine Filter/ Heat Recuperation) | m3/h | 66000 | Flow rate
1357 | Air Handling Unit (2 batteries (+/-)/Coarse + Fine Filter/ Heat Recuperation) | m3/h | 83000 | Flow rate
1358 | Air Handling Unit (2 batteries (+/-)/Coarse + Fine Filter/ Heat Recuperation) | m3/h | 100000 | Flow rate
1359 | Air Handling Unit (2 batteries (+/-)/Coarse + Fine Filter/ Heat Recuperation) | m3/h | 1000000 | Flow rate
1360 | Air Handling Unit (3 batteries (+/-/+)/Filter section/ 100% fresh Air) | m3/h | 1500 | Flow rate
1361 | Air Handling Unit (3 batteries (+/-/+)/Filter section/ 100% fresh Air) | m3/h | 4200 | Flow rate
1362 | Air Handling Unit (3 batteries (+/-/+)/Filter section/ 100% fresh Air) | m3/h | 6900 | Flow rate
1363 | Air Handling Unit (3 batteries (+/-/+)/Filter section/ 100% fresh Air) | m3/h | 9600 | Flow rate
1364 | Air Handling Unit (3 batteries (+/-/+)/Filter section/ 100% fresh Air) | m3/h | 12300 | Flow rate
1365 | Air Handling Unit (3 batteries (+/-/+)/Filter section/ 100% fresh Air) | m3/h | 15000 | Flow rate
1366 | Air Handling Unit (3 batteries (+/-/+)/Filter section/ 100% fresh Air) | m3/h | 32000 | Flow rate
1367 | Air Handling Unit (3 batteries (+/-/+)/Filter section/ 100% fresh Air) | m3/h | 49000 | Flow rate
1368 | Air Handling Unit (3 batteries (+/-/+)/Filter section/ 100% fresh Air) | m3/h | 66000 | Flow rate
1369 | Air Handling Unit (3 batteries (+/-/+)/Filter section/ 100% fresh Air) | m3/h | 83000 | Flow rate
1370 | Air Handling Unit (3 batteries (+/-/+)/Filter section/ 100% fresh Air) | m3/h | 100000 | Flow rate
1371 | Air Handling Unit (3 batteries (+/-/+)/Filter section/ 100% fresh Air) | m3/h | 1000000 | Flow rate
1372 | Air Handling Unit (3 batteries (+/-/+)/Coarse + Fine Filter/ 100% fresh Air) | m3/h | 1500 | Flow rate
1373 | Air Handling Unit (3 batteries (+/-/+)/Coarse + Fine Filter/ 100% fresh Air) | m3/h | 4200 | Flow rate
1374 | Air Handling Unit (3 batteries (+/-/+)/Coarse + Fine Filter/ 100% fresh Air) | m3/h | 6900 | Flow rate
1375 | Air Handling Unit (3 batteries (+/-/+)/Coarse + Fine Filter/ 100% fresh Air) | m3/h | 9600 | Flow rate
1376 | Air Handling Unit (3 batteries (+/-/+)/Coarse + Fine Filter/ 100% fresh Air) | m3/h | 12300 | Flow rate
1377 | Air Handling Unit (3 batteries (+/-/+)/Coarse + Fine Filter/ 100% fresh Air) | m3/h | 15000 | Flow rate
1378 | Air Handling Unit (3 batteries (+/-/+)/Coarse + Fine Filter/ 100% fresh Air) | m3/h | 32000 | Flow rate
1379 | Air Handling Unit (3 batteries (+/-/+)/Coarse + Fine Filter/ 100% fresh Air) | m3/h | 49000 | Flow rate
1380 | Air Handling Unit (3 batteries (+/-/+)/Coarse + Fine Filter/ 100% fresh Air) | m3/h | 66000 | Flow rate
1381 | Air Handling Unit (3 batteries (+/-/+)/Coarse + Fine Filter/ 100% fresh Air) | m3/h | 83000 | Flow rate
1382 | Air Handling Unit (3 batteries (+/-/+)/Coarse + Fine Filter/ 100% fresh Air) | m3/h | 100000 | Flow rate
1383 | Air Handling Unit (3 batteries (+/-/+)/Coarse + Fine Filter/ 100% fresh Air) | m3/h | 1000000 | Flow rate
1384 | Air Handling Unit (3 batteries (+/-/+)/Filter Section/ Heat Recuperation) | m3/h | 1500 | Flow rate
1385 | Air Handling Unit (3 batteries (+/-/+)/Filter Section/ Heat Recuperation) | m3/h | 4200 | Flow rate
1386 | Air Handling Unit (3 batteries (+/-/+)/Filter Section/ Heat Recuperation) | m3/h | 6900 | Flow rate
1387 | Air Handling Unit (3 batteries (+/-/+)/Filter Section/ Heat Recuperation) | m3/h | 9600 | Flow rate
1388 | Air Handling Unit (3 batteries (+/-/+)/Filter Section/ Heat Recuperation) | m3/h | 12300 | Flow rate
1389 | Air Handling Unit (3 batteries (+/-/+)/Filter Section/ Heat Recuperation) | m3/h | 15000 | Flow rate
1390 | Air Handling Unit (3 batteries (+/-/+)/Filter Section/ Heat Recuperation) | m3/h | 32000 | Flow rate
1391 | Air Handling Unit (3 batteries (+/-/+)/Filter Section/ Heat Recuperation) | m3/h | 49000 | Flow rate
1392 | Air Handling Unit (3 batteries (+/-/+)/Filter Section/ Heat Recuperation) | m3/h | 66000 | Flow rate
1393 | Air Handling Unit (3 batteries (+/-/+)/Filter Section/ Heat Recuperation) | m3/h | 83000 | Flow rate
1394 | Air Handling Unit (3 batteries (+/-/+)/Filter Section/ Heat Recuperation) | m3/h | 100000 | Flow rate
1395 | Air Handling Unit (3 batteries (+/-/+)/Filter Section/ Heat Recuperation) | m3/h | 1000000 | Flow rate
1396 | Air Handling Unit (3 batteries (+/-/+)/Coarse + Fine Filter/ Heat Recuperation) | m3/h | 1500 | Flow rate
1397 | Air Handling Unit (3 batteries (+/-/+)/Coarse + Fine Filter/ Heat Recuperation) | m3/h | 4200 | Flow rate
1398 | Air Handling Unit (3 batteries (+/-/+)/Coarse + Fine Filter/ Heat Recuperation) | m3/h | 6900 | Flow rate
1399 | Air Handling Unit (3 batteries (+/-/+)/Coarse + Fine Filter/ Heat Recuperation) | m3/h | 9600 | Flow rate
1400 | Air Handling Unit (3 batteries (+/-/+)/Coarse + Fine Filter/ Heat Recuperation) | m3/h | 12300 | Flow rate
1401 | Air Handling Unit (3 batteries (+/-/+)/Coarse + Fine Filter/ Heat Recuperation) | m3/h | 15000 | Flow rate
1402 | Air Handling Unit (3 batteries (+/-/+)/Coarse + Fine Filter/ Heat Recuperation) | m3/h | 32000 | Flow rate
1403 | Air Handling Unit (3 batteries (+/-/+)/Coarse + Fine Filter/ Heat Recuperation) | m3/h | 49000 | Flow rate
1404 | Air Handling Unit (3 batteries (+/-/+)/Coarse + Fine Filter/ Heat Recuperation) | m3/h | 66000 | Flow rate
1405 | Air Handling Unit (3 batteries (+/-/+)/Coarse + Fine Filter/ Heat Recuperation) | m3/h | 83000 | Flow rate
1406 | Air Handling Unit (3 batteries (+/-/+)/Coarse + Fine Filter/ Heat Recuperation) | m3/h | 100000 | Flow rate
1407 | Air Handling Unit (3 batteries (+/-/+)/Coarse + Fine Filter/ Heat Recuperation) | m3/h | 1000000 | Flow rate
1408 | Air Handling Unit (3 batteries (+/-/+)/Humidification/Filter section/ 100% fresh Air) | m3/h | 1500 | Flow rate
1409 | Air Handling Unit (3 batteries (+/-/+)/Humidification/Filter section/ 100% fresh Air) | m3/h | 4200 | Flow rate
1410 | Air Handling Unit (3 batteries (+/-/+)/Humidification/Filter section/ 100% fresh Air) | m3/h | 6900 | Flow rate
1411 | Air Handling Unit (3 batteries (+/-/+)/Humidification/Filter section/ 100% fresh Air) | m3/h | 9600 | Flow rate
1412 | Air Handling Unit (3 batteries (+/-/+)/Humidification/Filter section/ 100% fresh Air) | m3/h | 12300 | Flow rate
1413 | Air Handling Unit (3 batteries (+/-/+)/Humidification/Filter section/ 100% fresh Air) | m3/h | 15000 | Flow rate
1414 | Air Handling Unit (3 batteries (+/-/+)/Humidification/Coarse + Fine Filter/ 100% fresh Air) | m3/h | 1500 | Flow rate
1415 | Air Handling Unit (3 batteries (+/-/+)/Humidification/Coarse + Fine Filter/ 100% fresh Air) | m3/h | 4200 | Flow rate
1416 | Air Handling Unit (3 batteries (+/-/+)/Humidification/Coarse + Fine Filter/ 100% fresh Air) | m3/h | 6900 | Flow rate
1417 | Air Handling Unit (3 batteries (+/-/+)/Humidification/Coarse + Fine Filter/ 100% fresh Air) | m3/h | 9600 | Flow rate
1418 | Air Handling Unit (3 batteries (+/-/+)/Humidification/Coarse + Fine Filter/ 100% fresh Air) | m3/h | 12300 | Flow rate
1419 | Air Handling Unit (3 batteries (+/-/+)/Humidification/Coarse + Fine Filter/ 100% fresh Air) | m3/h | 15000 | Flow rate
1420 | Air Handling Unit (3 batteries (+/-/+)/Humidification/Filter Section/ Heat Recuperation) | m3/h | 1500 | Flow rate
1421 | Air Handling Unit (3 batteries (+/-/+)/Humidification/Filter Section/ Heat Recuperation) | m3/h | 4200 | Flow rate
1422 | Air Handling Unit (3 batteries (+/-/+)/Humidification/Filter Section/ Heat Recuperation) | m3/h | 6900 | Flow rate
1423 | Air Handling Unit (3 batteries (+/-/+)/Humidification/Filter Section/ Heat Recuperation) | m3/h | 9600 | Flow rate
1424 | Air Handling Unit (3 batteries (+/-/+)/Humidification/Filter Section/ Heat Recuperation) | m3/h | 12300 | Flow rate
1425 | Air Handling Unit (3 batteries (+/-/+)/Humidification/Filter Section/ Heat Recuperation) | m3/h | 15000 | Flow rate
1426 | Air Handling Unit (3 batteries (+/-/+)/Humidification/Coarse + Fine Filter/ Heat Recuperation) | m3/h | 1500 | Flow rate
1427 | Air Handling Unit (3 batteries (+/-/+)/Humidification/Coarse + Fine Filter/ Heat Recuperation) | m3/h | 4200 | Flow rate
1428 | Air Handling Unit (3 batteries (+/-/+)/Humidification/Coarse + Fine Filter/ Heat Recuperation) | m3/h | 6900 | Flow rate
1429 | Air Handling Unit (3 batteries (+/-/+)/Humidification/Coarse + Fine Filter/ Heat Recuperation) | m3/h | 9600 | Flow rate
1430 | Air Handling Unit (3 batteries (+/-/+)/Humidification/Coarse + Fine Filter/ Heat Recuperation) | m3/h | 12300 | Flow rate
1431 | Air Handling Unit (3 batteries (+/-/+)/Humidification/Coarse + Fine Filter/ Heat Recuperation) | m3/h | 15000 | Flow rate
1432 | Air Handling Unit (Filter Section/ 100% fresh Air) | m3/h | 1500 | Flow rate
1433 | Air Handling Unit (Filter Section/ 100% fresh Air) | m3/h | 4200 | Flow rate
1434 | Air Handling Unit (Filter Section/ 100% fresh Air) | m3/h | 6900 | Flow rate
1435 | Air Handling Unit (Filter Section/ 100% fresh Air) | m3/h | 9600 | Flow rate
1436 | Air Handling Unit (Filter Section/ 100% fresh Air) | m3/h | 12300 | Flow rate
1437 | Air Handling Unit (Filter Section/ 100% fresh Air) | m3/h | 15000 | Flow rate
1438 | Air Handling Unit (Coarse + Fine Filter/ 100% fresh Air) | m3/h | 1500 | Flow rate
1439 | Air Handling Unit (Coarse + Fine Filter/ 100% fresh Air) | m3/h | 4200 | Flow rate
1440 | Air Handling Unit (Coarse + Fine Filter/ 100% fresh Air) | m3/h | 6900 | Flow rate
1441 | Air Handling Unit (Coarse + Fine Filter/ 100% fresh Air) | m3/h | 9600 | Flow rate
1442 | Air Handling Unit (Coarse + Fine Filter/ 100% fresh Air) | m3/h | 12300 | Flow rate
1443 | Air Handling Unit (Coarse + Fine Filter/ 100% fresh Air) | m3/h | 15000 | Flow rate
1444 | Air Handling Unit (Filter Section/ Heat Recuperation) | m3/h | 1500 | Flow rate
1445 | Air Handling Unit (Filter Section/ Heat Recuperation) | m3/h | 4200 | Flow rate
1446 | Air Handling Unit (Filter Section/ Heat Recuperation) | m3/h | 6900 | Flow rate
1447 | Air Handling Unit (Filter Section/ Heat Recuperation) | m3/h | 9600 | Flow rate
1448 | Air Handling Unit (Filter Section/ Heat Recuperation) | m3/h | 12300 | Flow rate
1449 | Air Handling Unit (Filter Section/ Heat Recuperation) | m3/h | 15000 | Flow rate
1450 | Air Handling Unit (Coarse + Fine Filter/ Heat Recuperation) | m3/h | 1500 | Flow rate
1451 | Air Handling Unit (Coarse + Fine Filter/ Heat Recuperation) | m3/h | 4200 | Flow rate
1452 | Air Handling Unit (Coarse + Fine Filter/ Heat Recuperation) | m3/h | 6900 | Flow rate
1453 | Air Handling Unit (Coarse + Fine Filter/ Heat Recuperation) | m3/h | 9600 | Flow rate
1454 | Air Handling Unit (Coarse + Fine Filter/ Heat Recuperation) | m3/h | 12300 | Flow rate
1455 | Air Handling Unit (Coarse + Fine Filter/ Heat Recuperation) | m3/h | 15000 | Flow rate
1456 | Air Handling Unit (1 battery/Filter section/ 100% fresh Air) | m3/h | 1500 | Flow rate
1457 | Air Handling Unit (1 battery/Filter section/ 100% fresh Air) | m3/h | 4200 | Flow rate
1458 | Air Handling Unit (1 battery/Filter section/ 100% fresh Air) | m3/h | 6900 | Flow rate
1459 | Air Handling Unit (1 battery/Filter section/ 100% fresh Air) | m3/h | 9600 | Flow rate
1460 | Air Handling Unit (1 battery/Filter section/ 100% fresh Air) | m3/h | 12300 | Flow rate
1461 | Air Handling Unit (1 battery/Filter section/ 100% fresh Air) | m3/h | 15000 | Flow rate
1462 | Air Handling Unit (1 battery/Coarse + Fine Filter/ 100% fresh Air) | m3/h | 1500 | Flow rate
1463 | Air Handling Unit (1 battery/Coarse + Fine Filter/ 100% fresh Air) | m3/h | 4200 | Flow rate
1464 | Air Handling Unit (1 battery/Coarse + Fine Filter/ 100% fresh Air) | m3/h | 6900 | Flow rate
1465 | Air Handling Unit (1 battery/Coarse + Fine Filter/ 100% fresh Air) | m3/h | 9600 | Flow rate
1466 | Air Handling Unit (1 battery/Coarse + Fine Filter/ 100% fresh Air) | m3/h | 12300 | Flow rate
1467 | Air Handling Unit (1 battery/Coarse + Fine Filter/ 100% fresh Air) | m3/h | 15000 | Flow rate
1468 | Air Handling Unit (1 battery/Filter Section/ Heat Recuperation) | m3/h | 1500 | Flow rate
1469 | Air Handling Unit (1 battery/Filter Section/ Heat Recuperation) | m3/h | 4200 | Flow rate
1470 | Air Handling Unit (1 battery/Filter Section/ Heat Recuperation) | m3/h | 6900 | Flow rate
1471 | Air Handling Unit (1 battery/Filter Section/ Heat Recuperation) | m3/h | 9600 | Flow rate
1472 | Air Handling Unit (1 battery/Filter Section/ Heat Recuperation) | m3/h | 12300 | Flow rate
1473 | Air Handling Unit (1 battery/Filter Section/ Heat Recuperation) | m3/h | 15000 | Flow rate
1474 | Air Handling Unit (1 battery/Coarse + Fine Filter/ Heat Recuperation) | m3/h | 1500 | Flow rate
1475 | Air Handling Unit (1 battery/Coarse + Fine Filter/ Heat Recuperation) | m3/h | 4200 | Flow rate
1476 | Air Handling Unit (1 battery/Coarse + Fine Filter/ Heat Recuperation) | m3/h | 6900 | Flow rate
1477 | Air Handling Unit (1 battery/Coarse + Fine Filter/ Heat Recuperation) | m3/h | 9600 | Flow rate
1478 | Air Handling Unit (1 battery/Coarse + Fine Filter/ Heat Recuperation) | m3/h | 12300 | Flow rate
1479 | Air Handling Unit (1 battery/Coarse + Fine Filter/ Heat Recuperation) | m3/h | 15000 | Flow rate
1480 | Air Handling Unit (2 batteries (+/-)/Filter section/ 100% fresh Air) | m3/h | 1500 | Flow rate
1481 | Air Handling Unit (2 batteries (+/-)/Filter section/ 100% fresh Air) | m3/h | 4200 | Flow rate
1482 | Air Handling Unit (2 batteries (+/-)/Filter section/ 100% fresh Air) | m3/h | 6900 | Flow rate
1483 | Air Handling Unit (2 batteries (+/-)/Filter section/ 100% fresh Air) | m3/h | 9600 | Flow rate
1484 | Air Handling Unit (2 batteries (+/-)/Filter section/ 100% fresh Air) | m3/h | 12300 | Flow rate
1485 | Air Handling Unit (2 batteries (+/-)/Filter section/ 100% fresh Air) | m3/h | 15000 | Flow rate
1486 | Air Handling Unit (2 batteries (+/-)/Coarse + Fine Filter/ 100% fresh Air) | m3/h | 1500 | Flow rate
1487 | Air Handling Unit (2 batteries (+/-)/Coarse + Fine Filter/ 100% fresh Air) | m3/h | 4200 | Flow rate
1488 | Air Handling Unit (2 batteries (+/-)/Coarse + Fine Filter/ 100% fresh Air) | m3/h | 6900 | Flow rate
1489 | Air Handling Unit (2 batteries (+/-)/Coarse + Fine Filter/ 100% fresh Air) | m3/h | 9600 | Flow rate
1490 | Air Handling Unit (2 batteries (+/-)/Coarse + Fine Filter/ 100% fresh Air) | m3/h | 12300 | Flow rate
1491 | Air Handling Unit (2 batteries (+/-)/Coarse + Fine Filter/ 100% fresh Air) | m3/h | 15000 | Flow rate
1492 | Air Handling Unit (2 batteries (+/-)/Filter Section/ Heat Recuperation) | m3/h | 1500 | Flow rate
1493 | Air Handling Unit (2 batteries (+/-)/Filter Section/ Heat Recuperation) | m3/h | 4200 | Flow rate
1494 | Air Handling Unit (2 batteries (+/-)/Filter Section/ Heat Recuperation) | m3/h | 6900 | Flow rate
1495 | Air Handling Unit (2 batteries (+/-)/Filter Section/ Heat Recuperation) | m3/h | 9600 | Flow rate
1496 | Air Handling Unit (2 batteries (+/-)/Filter Section/ Heat Recuperation) | m3/h | 12300 | Flow rate
1497 | Air Handling Unit (2 batteries (+/-)/Filter Section/ Heat Recuperation) | m3/h | 15000 | Flow rate
1498 | PC | pcs | 1 | Number
1499 | PC | pcs | 2.8 | Number
1500 | PC | pcs | 4.6 | Number
1501 | PC | pcs | 6.4 | Number
1502 | PC | pcs | 8.2 | Number
1503 | PC | pcs | 10 | Number
1504 | PC | pcs | 100 | Number
1505 | Screen | pcs | 1 | Number
1506 | Screen | pcs | 2.8 | Number
1507 | Screen | pcs | 4.6 | Number
1508 | Screen | pcs | 6.4 | Number
1509 | Screen | pcs | 8.2 | Number
1510 | Screen | pcs | 10 | Number
1511 | Screen | pcs | 100 | Number
1512 | Keyboard | pcs | 1 | Number
1513 | Keyboard | pcs | 2.8 | Number
1514 | Keyboard | pcs | 4.6 | Number
1515 | Keyboard | pcs | 6.4 | Number
1516 | Keyboard | pcs | 8.2 | Number
1517 | Keyboard | pcs | 10 | Number
1518 | Keyboard | pcs | 100 | Number
1519 | Mouse | pcs | 1 | Number
1520 | Mouse | pcs | 2.8 | Number
1521 | Mouse | pcs | 4.6 | Number
1522 | Mouse | pcs | 6.4 | Number
1523 | Mouse | pcs | 8.2 | Number
1524 | Mouse | pcs | 10 | Number
1525 | Mouse | pcs | 100 | Number
1526 | Control Device | pcs | 1 | Number
1527 | Thermostat | pcs | 1 | Number
1528 | Fan Coil Unit (2-pipes) Heating | kW | 1 | Power
1529 | Fan Coil Unit (2-pipes) Heating | kW | 1.8 | Power
1530 | Fan Coil Unit (2-pipes) Heating | kW | 2.6 | Power
1531 | Fan Coil Unit (2-pipes) Heating | kW | 3.4 | Power
1532 | Fan Coil Unit (2-pipes) Heating | kW | 4.2 | Power
1533 | Fan Coil Unit (2-pipes) Heating | kW | 5 | Power
1534 | Fan Coil Unit (3-pipes) | kW | 1 | Power
1535 | Fan Coil Unit (3-pipes) | kW | 1.8 | Power
1536 | Fan Coil Unit (3-pipes) | kW | 2.6 | Power
1537 | Fan Coil Unit (3-pipes) | kW | 3.4 | Power
1538 | Fan Coil Unit (3-pipes) | kW | 4.2 | Power
1539 | Fan Coil Unit (3-pipes) | kW | 5 | Power
1540 | Fan Coil Unit (4-pipes) | kW | 1 | Power
1541 | Fan Coil Unit (4-pipes) | kW | 1.8 | Power
1542 | Fan Coil Unit (4-pipes) | kW | 2.6 | Power
1543 | Fan Coil Unit (4-pipes) | kW | 3.4 | Power
1544 | Fan Coil Unit (4-pipes) | kW | 4.2 | Power
1545 | Fan Coil Unit (4-pipes) | kW | 5 | Power
1546 | Sand Filter | pcs | 1 | Number
1547 | Water Softener | pcs | 1 | Number
1548 | Salt Electrolysis | pcs | 1 | Number
1549 | Bernoulli Filter | pcs | 1 | Number
1550 | Reversed Osmosis | pcs | 1 | Number
1551 | Feed Pump Faeces | mm | 82 | Diameter
1552 | Feed Pump Faeces | mm | 28 | Diameter
1553 | Feed Pump Faeces | mm | 46 | Diameter
1554 | Feed Pump Faeces | mm | 100 | Diameter
1555 | Feed Pump Faeces | mm | 64 | Diameter
1556 | Feed Pump Faeces | mm | 10 | Diameter
1557 | Condensate Pump | mm | 82 | Diameter
1558 | Condensate Pump | mm | 28 | Diameter
1559 | Condensate Pump | mm | 46 | Diameter
1560 | Condensate Pump | mm | 100 | Diameter
1561 | Condensate Pump | mm | 64 | Diameter
1562 | Condensate Pump | mm | 10 | Diameter
1563 | Hydrophore pump | mm | 82 | Diameter
1564 | Hydrophore pump | mm | 28 | Diameter
1565 | Hydrophore pump | mm | 46 | Diameter
1566 | Hydrophore pump | mm | 100 | Diameter
1567 | Hydrophore pump | mm | 64 | Diameter
1568 | Hydrophore pump | mm | 10 | Diameter
1569 | Motor Pump HSW | mm | 82 | Diameter
1570 | Motor Pump HSW | mm | 28 | Diameter
1571 | Motor Pump HSW | mm | 46 | Diameter
1572 | Motor Pump HSW | mm | 100 | Diameter
1573 | Motor Pump HSW | mm | 64 | Diameter
1574 | Motor Pump HSW | mm | 10 | Diameter
1575 | Runner Pumps (Process Water) | mm | 82 | Diameter
1576 | Runner Pumps (Process Water) | mm | 28 | Diameter
1577 | Runner Pumps (Process Water) | mm | 46 | Diameter
1578 | Runner Pumps (Process Water) | mm | 100 | Diameter
1579 | Runner Pumps (Process Water) | mm | 64 | Diameter
1580 | Runner Pumps (Process Water) | mm | 10 | Diameter
1581 | Runner Pumps (Pool Water) | mm | 82 | Diameter
1582 | Runner Pumps (Pool Water) | mm | 28 | Diameter
1583 | Runner Pumps (Pool Water) | mm | 46 | Diameter
1584 | Runner Pumps (Pool Water) | mm | 100 | Diameter
1585 | Runner Pumps (Pool Water) | mm | 64 | Diameter
1586 | Runner Pumps (Pool Water) | mm | 10 | Diameter
1587 | Dosing Pumps | mm | 82 | Diameter
1588 | Dosing Pumps | mm | 28 | Diameter
1589 | Dosing Pumps | mm | 46 | Diameter
1590 | Dosing Pumps | mm | 100 | Diameter
1591 | Dosing Pumps | mm | 64 | Diameter
1592 | Dosing Pumps | mm | 10 | Diameter
1593 | Vacuum Pump | mm | 82 | Diameter
1594 | Vacuum Pump | mm | 28 | Diameter
1595 | Vacuum Pump | mm | 46 | Diameter
1596 | Vacuum Pump | mm | 100 | Diameter
1597 | Vacuum Pump | mm | 64 | Diameter
1598 | Vacuum Pump | mm | 10 | Diameter
1599 | Circulation Pump Cooling | mm | 82 | Diameter
1600 | Circulation Pump Cooling | mm | 28 | Diameter
1601 | Circulation Pump Cooling | mm | 46 | Diameter
1602 | Circulation Pump Cooling | mm | 100 | Diameter
1603 | Circulation Pump Cooling | mm | 64 | Diameter
1604 | Circulation Pump Cooling | mm | 10 | Diameter
1605 | Double Circulation Pump Cooling | mm | 82 | Diameter
1606 | Double Circulation Pump Cooling | mm | 28 | Diameter
1607 | Double Circulation Pump Cooling | mm | 46 | Diameter
1608 | Double Circulation Pump Cooling | mm | 100 | Diameter
1609 | Double Circulation Pump Cooling | mm | 64 | Diameter
1610 | Double Circulation Pump Cooling | mm | 10 | Diameter
1611 | Inline Pump Cooling | mm | 82 | Diameter
1612 | Inline Pump Cooling | mm | 28 | Diameter
1613 | Inline Pump Cooling | mm | 46 | Diameter
1614 | Inline Pump Cooling | mm | 100 | Diameter
1615 | Inline Pump Cooling | mm | 64 | Diameter
1616 | Inline Pump Cooling | mm | 10 | Diameter
1617 | Double Inline Pump Cooling | mm | 82 | Diameter
1618 | Double Inline Pump Cooling | mm | 28 | Diameter
1619 | Double Inline Pump Cooling | mm | 46 | Diameter
1620 | Double Inline Pump Cooling | mm | 100 | Diameter
1621 | Double Inline Pump Cooling | mm | 64 | Diameter
1622 | Double Inline Pump Cooling | mm | 10 | Diameter
1623 | Motor Pump Cooling | mm | 82 | Diameter
1624 | Motor Pump Cooling | mm | 28 | Diameter
1625 | Motor Pump Cooling | mm | 46 | Diameter
1626 | Motor Pump Cooling | mm | 100 | Diameter
1627 | Motor Pump Cooling | mm | 64 | Diameter
1628 | Motor Pump Cooling | mm | 10 | Diameter
1629 | Circulation Pump Heating | mm | 82 | Diameter
1630 | Circulation Pump Heating | mm | 28 | Diameter
1631 | Circulation Pump Heating | mm | 46 | Diameter
1632 | Circulation Pump Heating | mm | 100 | Diameter
1633 | Circulation Pump Heating | mm | 64 | Diameter
1634 | Circulation Pump Heating | mm | 10 | Diameter
1635 | Double Circulation Pump Heating | mm | 82 | Diameter
1636 | Double Circulation Pump Heating | mm | 28 | Diameter
1637 | Double Circulation Pump Heating | mm | 46 | Diameter
1638 | Double Circulation Pump Heating | mm | 100 | Diameter
1639 | Double Circulation Pump Heating | mm | 64 | Diameter
1640 | Double Circulation Pump Heating | mm | 10 | Diameter
1641 | Inline Pump Heating | mm | 82 | Diameter
1642 | Inline Pump Heating | mm | 28 | Diameter
1643 | Inline Pump Heating | mm | 46 | Diameter
1644 | Inline Pump Heating | mm | 100 | Diameter
1645 | Inline Pump Heating | mm | 64 | Diameter
1646 | Inline Pump Heating | mm | 10 | Diameter
1647 | Double Inline Pump Heating | mm | 82 | Diameter
1648 | Double Inline Pump Heating | mm | 28 | Diameter
1649 | Double Inline Pump Heating | mm | 46 | Diameter
1650 | Double Inline Pump Heating | mm | 100 | Diameter
1651 | Double Inline Pump Heating | mm | 64 | Diameter
1652 | Double Inline Pump Heating | mm | 10 | Diameter
1653 | Motor Pump Heating | mm | 82 | Diameter
1654 | Motor Pump Heating | mm | 28 | Diameter
1655 | Motor Pump Heating | mm | 46 | Diameter
1656 | Motor Pump Heating | mm | 100 | Diameter
1657 | Motor Pump Heating | mm | 64 | Diameter
1658 | Motor Pump Heating | mm | 10 | Diameter
1659 | Condensate Pump (Ogden Pump) | mm | 82 | Diameter
1660 | Condensate Pump (Ogden Pump) | mm | 28 | Diameter
1661 | Condensate Pump (Ogden Pump) | mm | 46 | Diameter
1662 | Condensate Pump (Ogden Pump) | mm | 100 | Diameter
1663 | Condensate Pump (Ogden Pump) | mm | 64 | Diameter
1664 | Condensate Pump (Ogden Pump) | mm | 10 | Diameter
1665 | Transfer Pump Fuel (Emergency) | mm | 82 | Diameter
1666 | Transfer Pump Fuel (Emergency) | mm | 28 | Diameter
1667 | Transfer Pump Fuel (Emergency) | mm | 46 | Diameter
1668 | Transfer Pump Fuel (Emergency) | mm | 100 | Diameter
1669 | Transfer Pump Fuel (Emergency) | mm | 64 | Diameter
1670 | Transfer Pump Fuel (Emergency) | mm | 10 | Diameter
1671 | Sprinkler: Engine Pump | mm | 82 | Diameter
1672 | Sprinkler: Engine Pump | mm | 28 | Diameter
1673 | Sprinkler: Engine Pump | mm | 46 | Diameter
1674 | Sprinkler: Engine Pump | mm | 100 | Diameter
1675 | Sprinkler: Engine Pump | mm | 64 | Diameter
1676 | Sprinkler: Engine Pump | mm | 10 | Diameter
1677 | Transfer Pump Fuel (Emergency)(vehicle) | mm | 82 | Diameter
1678 | Transfer Pump Fuel (Emergency)(vehicle) | mm | 28 | Diameter
1679 | Transfer Pump Fuel (Emergency)(vehicle) | mm | 46 | Diameter
1680 | Transfer Pump Fuel (Emergency)(vehicle) | mm | 100 | Diameter
1681 | Transfer Pump Fuel (Emergency)(vehicle) | mm | 64 | Diameter
1682 | Transfer Pump Fuel (Emergency)(vehicle) | mm | 10 | Diameter
1683 | Foam Extinguisher | L | 1 | Content
1684 | Foam Extinguisher | L | 2.8 | Content
1685 | Foam Extinguisher | L | 4.6 | Content
1686 | Foam Extinguisher | L | 6.4 | Content
1687 | Foam Extinguisher | L | 8.2 | Content
1688 | Foam Extinguisher | L | 10 | Content
1689 | Foam Extinguisher | L | 100 | Content
1690 | Powder Extinguisher | L | 8.2 | Content
1691 | Powder Extinguisher | L | 1 | Content
1692 | Powder Extinguisher | L | 10 | Content
1693 | Powder Extinguisher | L | 6.4 | Content
1694 | Powder Extinguisher | L | 4.6 | Content
1695 | Powder Extinguisher | L | 2.8 | Content
1696 | Powder Extinguisher | L | 100 | Content
1697 | CO2 Extinguisher | L | 8.2 | Content
1698 | CO2 Extinguisher | L | 1 | Content
1699 | CO2 Extinguisher | L | 10 | Content
1700 | CO2 Extinguisher | L | 6.4 | Content
1701 | CO2 Extinguisher | L | 4.6 | Content
1702 | CO2 Extinguisher | L | 2.8 | Content
1703 | CO2 Extinguisher | L | 100 | Content
1704 | Gas Extinction Installation | pcs | 0.999 | Number
1705 | Wet Rising Pipes | m1 | 1 | Length
1706 | Dry Rising Pipes | m1 | 1 | Length
1707 | Fire Alarm Central | # of Zones | 8 | Amount
1708 | Sprinkler: Sprinkler Head | # of Sprinkler heads | 4 | Amount
1709 | Sprinkler: Electro Pump | mm | 100 | Diameter
1710 | Sprinkler: Electro Pump | mm | 10 | Diameter
1711 | Sprinkler: Electro Pump | mm | 46 | Diameter
1712 | Sprinkler: Electro Pump | mm | 28 | Diameter
1713 | Sprinkler: Electro Pump | mm | 82 | Diameter
1714 | Sprinkler: Electro Pump | mm | 64 | Diameter
1715 | Sprinkler: Jockey Pump | mm | 100 | Diameter
1716 | Sprinkler: Jockey Pump | mm | 10 | Diameter
1717 | Sprinkler: Jockey Pump | mm | 46 | Diameter
1718 | Sprinkler: Jockey Pump | mm | 28 | Diameter
1719 | Sprinkler: Jockey Pump | mm | 82 | Diameter
1720 | Sprinkler: Jockey Pump | mm | 64 | Diameter
1721 | Salt Silo | m3 | 5 | Volume
1722 | Frequency Controller | kW | 1 | Power
1723 | Frequency Controller | kW | 11.8 | Power
1724 | Frequency Controller | kW | 22.6 | Power
1725 | Frequency Controller | kW | 33.4 | Power
1726 | Frequency Controller | kW | 44.2 | Power
1727 | Frequency Controller | kW | 55 | Power
1728 | Frequency Controller | kW | 114 | Power
1729 | Frequency Controller | kW | 173 | Power
1730 | Frequency Controller | kW | 232 | Power
1731 | Frequency Controller | kW | 291 | Power
1732 | Frequency Controller | kW | 350 | Power
1733 | Frequency Controller | kW | 3500 | Power
1734 | Thermical Energy Meter | pcs | 1 | Number
1735 | Gas Meter | m3/h | 1 | Flow rate
1736 | Gas Meter | m3/h | 4.8 | Flow rate
1737 | Gas Meter | m3/h | 8.6 | Flow rate
1738 | Gas Meter | m3/h | 12.4 | Flow rate
1739 | Gas Meter | m3/h | 16.2 | Flow rate
1740 | Gas Meter | m3/h | 20 | Flow rate
1741 | Gas Meter | m3/h | 36 | Flow rate
1742 | Gas Meter | m3/h | 52 | Flow rate
1743 | Gas Meter | m3/h | 68 | Flow rate
1744 | Gas Meter | m3/h | 84 | Flow rate
1745 | Gas Meter | m3/h | 100 | Flow rate
1746 | Gas Meter | m3/h | 1000 | Flow rate
1747 | Fuel Meter | m3/h | 68 | Flow rate
1748 | Fuel Meter | m3/h | 1 | Flow rate
1749 | Fuel Meter | m3/h | 1000 | Flow rate
1750 | Fuel Meter | m3/h | 84 | Flow rate
1751 | Fuel Meter | m3/h | 52 | Flow rate
1752 | Fuel Meter | m3/h | 36 | Flow rate
1753 | Fuel Meter | m3/h | 20 | Flow rate
1754 | Fuel Meter | m3/h | 16.2 | Flow rate
1755 | Fuel Meter | m3/h | 12.4 | Flow rate
1756 | Fuel Meter | m3/h | 8.6 | Flow rate
1757 | Fuel Meter | m3/h | 4.8 | Flow rate
1758 | Fuel Meter | m3/h | 100 | Flow rate
1759 | Steam Meter | m3/h | 1 | Flow rate
1760 | Steam Meter | m3/h | 4.8 | Flow rate
1761 | Steam Meter | m3/h | 8.6 | Flow rate
1762 | Steam Meter | m3/h | 12.4 | Flow rate
1763 | Steam Meter | m3/h | 16.2 | Flow rate
1764 | Steam Meter | m3/h | 20 | Flow rate
1765 | Steam Meter | m3/h | 36 | Flow rate
1766 | Steam Meter | m3/h | 52 | Flow rate
1767 | Steam Meter | m3/h | 68 | Flow rate
1768 | Steam Meter | m3/h | 84 | Flow rate
1769 | Steam Meter | m3/h | 100 | Flow rate
1770 | Steam Meter | m3/h | 1000 | Flow rate
1771 | Water Meter | m3/h | 1 | Flow rate
1772 | Water Meter | m3/h | 4.8 | Flow rate
1773 | Water Meter | m3/h | 8.6 | Flow rate
1774 | Water Meter | m3/h | 12.4 | Flow rate
1775 | Water Meter | m3/h | 16.2 | Flow rate
1776 | Water Meter | m3/h | 20 | Flow rate
1777 | Water Meter | m3/h | 36 | Flow rate
1778 | Water Meter | m3/h | 52 | Flow rate
1779 | Water Meter | m3/h | 68 | Flow rate
1780 | Water Meter | m3/h | 84 | Flow rate
1781 | Water Meter | m3/h | 100 | Flow rate
1782 | Water Meter | m3/h | 1000 | Flow rate
1783 | Electricity Meter | m3/h | 1 | Flow rate
1784 | Electricity Meter | m3/h | 4.8 | Flow rate
1785 | Electricity Meter | m3/h | 8.6 | Flow rate
1786 | Electricity Meter | m3/h | 12.4 | Flow rate
1787 | Electricity Meter | m3/h | 16.2 | Flow rate
1788 | Electricity Meter | m3/h | 20 | Flow rate
1789 | Electricity Meter | m3/h | 36 | Flow rate
1790 | Electricity Meter | m3/h | 52 | Flow rate
1791 | Electricity Meter | m3/h | 68 | Flow rate
1792 | Electricity Meter | m3/h | 84 | Flow rate
1793 | Electricity Meter | m3/h | 100 | Flow rate
1794 | Electricity Meter | m3/h | 1000 | Flow rate
1795 | Compressed Air Meter | m3/h | 1 | Flow rate
1796 | Compressed Air Meter | m3/h | 4.8 | Flow rate
1797 | Compressed Air Meter | m3/h | 8.6 | Flow rate
1798 | Compressed Air Meter | m3/h | 12.4 | Flow rate
1799 | Compressed Air Meter | m3/h | 16.2 | Flow rate
1800 | Compressed Air Meter | m3/h | 20 | Flow rate
1801 | Compressed Air Meter | m3/h | 36 | Flow rate
1802 | Compressed Air Meter | m3/h | 52 | Flow rate
1803 | Compressed Air Meter | m3/h | 68 | Flow rate
1804 | Compressed Air Meter | m3/h | 84 | Flow rate
1805 | Compressed Air Meter | m3/h | 100 | Flow rate
1806 | Compressed Air Meter | m3/h | 1000 | Flow rate
1807 | Gutter General | m1 | 5 | Length
1808 | Gutter PVC | m1 | 5 | Length
1809 | Gutter Zinc | m1 | 5 | Length
1810 | Gutter Concrete | m1 | 5 | Length
1811 | Gutter Steel | m1 | 5 | Length
1812 | Gutter Plastics | m1 | 5 | Length
1813 | Gutter Wood | m1 | 5 | Length
1814 | Gutter Polyester | m1 | 5 | Length
1815 | Columns General | m1 | 1 | Length
1816 | Columns Steel | m1 | 1 | Length
1817 | Columns Concrete | m1 | 1 | Length
1818 | Plinth | m1 | 1 | Length
1819 | Beams General | m1 | 1 | Length
1820 | Beams Steel | m1 | 1 | Length
1821 | Beams Concrete | m1 | 1 | Length
1822 | Beam bracket | m1 | 1 | Length
1823 | Bulkhead/Support Beam | m1 | 1 | Length
1824 | Wind bracing | m1 | 1 | Length
1825 | Automatic filling system heating water distribution | pcs | 1 | Number
1826 | Piping Network Steam | pcs | 1 | Number
1827 | Pressure Induction Unit (2-pipes) Heating | kW | 2 | Power
1828 | Pressure Induction Unit (3-pipes) | kW | 2 | Power
1829 | Pressure Induction Unit (4-pipes) | kW | 2 | Power
1830 | Smoke Vent - Smoke and Heat Extraction System | m2 | 1 | Area
1831 | Smoke Vent (command panel) - Smoke and Heat Extraction System | pcs | 1 | Number
1832 | Window actuator - Smoke and Heat Extraction System | pcs | 1 | Number
1833 | Smoke Hatches - Smoke and Heat Extraction System | pcs | 1 | Number
1834 | Natural Ventilation (uncontrollable) | m2 | 1 | Area
1835 | Natural Ventilation (Controllable) | m2 | 1 | Area
1836 | Ventilation hood | m2 | 1 | Area
1837 | Window Fan | pcs | 1 | Number
1838 | Duct Fan | pcs | 1 | Number
1839 | Smoker`s cabin | pcs | 1 | Number
1840 | Axial Fan | m3/h | 1500 | Flow rate
1841 | Axial Fan | m3/h | 1960 | Flow rate
1842 | Axial Fan | m3/h | 2420 | Flow rate
1843 | Axial Fan | m3/h | 2880 | Flow rate
1844 | Axial Fan | m3/h | 3340 | Flow rate
1845 | Axial Fan | m3/h | 3800 | Flow rate
1846 | Axial Fan | m3/h | 4840 | Flow rate
1847 | Axial Fan | m3/h | 5880 | Flow rate
1848 | Axial Fan | m3/h | 6920 | Flow rate
1849 | Axial Fan | m3/h | 7960 | Flow rate
1850 | Axial Fan | m3/h | 9000 | Flow rate
1851 | Axial Fan | m3/h | 90000 | Flow rate
1852 | Extraction Unit | m3/h | 5000 | Flow rate
1853 | Extraction Unit | m3/h | 7000 | Flow rate
1854 | Extraction Unit | m3/h | 9000 | Flow rate
1855 | Extraction Unit | m3/h | 11000 | Flow rate
1856 | Extraction Unit | m3/h | 13000 | Flow rate
1857 | Extraction Unit | m3/h | 15000 | Flow rate
1858 | Extraction Unit | m3/h | 22000 | Flow rate
1859 | Extraction Unit | m3/h | 29000 | Flow rate
1860 | Extraction Unit | m3/h | 36000 | Flow rate
1861 | Extraction Unit | m3/h | 43000 | Flow rate
1862 | Extraction Unit | m3/h | 50000 | Flow rate
1863 | Extraction Unit | m3/h | 500000 | Flow rate
1864 | Booster - Smoke and Heat Extraction System | pcs | 1 | Number
1865 | Cabinet Air Cooler (Iced Water Circuit) | pcs | 1 | Number
1866 | Cabinet Air Cooler (Iced Water Circuit) | pcs | 2.8 | Number
1867 | Cabinet Air Cooler (Iced Water Circuit) | pcs | 4.6 | Number
1868 | Cabinet Air Cooler (Iced Water Circuit) | pcs | 6.4 | Number
1869 | Cabinet Air Cooler (Iced Water Circuit) | pcs | 8.2 | Number
1870 | Cabinet Air Cooler (Iced Water Circuit) | pcs | 10 | Number
1871 | Cabinet Air Cooler (Iced Water Circuit) | pcs | 100 | Number
1872 | Air Heater (Water) | kW | 18 | Power
1873 | Air Heater (Water) | kW | 36.4 | Power
1874 | Air Heater (Water) | kW | 54.8 | Power
1875 | Air Heater (Water) | kW | 73.2 | Power
1876 | Air Heater (Water) | kW | 91.6 | Power
1877 | Air Heater (Water) | kW | 110 | Power
1878 | Air Heater (Water) | kW | 1100 | Power
1879 | Air Heater (Electrical) | kW | 18 | Power
1880 | Air Heater (Electrical) | kW | 36.4 | Power
1881 | Air Heater (Electrical) | kW | 54.8 | Power
1882 | Air Heater (Electrical) | kW | 73.2 | Power
1883 | Air Heater (Electrical) | kW | 91.6 | Power
1884 | Air Heater (Electrical) | kW | 110 | Power
1885 | Air Heater (Electrical) | kW | 1100 | Power
1886 | Air Curtain (Water) | m3/h | 1500 | Flow rate
1887 | Air Curtain (Water) | m3/h | 1800 | Flow rate
1888 | Air Curtain (Water) | m3/h | 2100 | Flow rate
1889 | Air Curtain (Water) | m3/h | 2400 | Flow rate
1890 | Air Curtain (Water) | m3/h | 2700 | Flow rate
1891 | Air Curtain (Water) | m3/h | 3000 | Flow rate
1892 | Air Curtain (Water) | m3/h | 3420 | Flow rate
1893 | Air Curtain (Water) | m3/h | 3840 | Flow rate
1894 | Air Curtain (Water) | m3/h | 4260 | Flow rate
1895 | Air Curtain (Water) | m3/h | 4680 | Flow rate
1896 | Air Curtain (Water) | m3/h | 5100 | Flow rate
1897 | Air Curtain (Water) | m3/h | 51000 | Flow rate
1898 | Air Curtain (Electrical) | m3/h | 1500 | Flow rate
1899 | Air Curtain (Electrical) | m3/h | 1800 | Flow rate
1900 | Air Curtain (Electrical) | m3/h | 2100 | Flow rate
1901 | Air Curtain (Electrical) | m3/h | 2400 | Flow rate
1902 | Air Curtain (Electrical) | m3/h | 2700 | Flow rate
1903 | Air Curtain (Electrical) | m3/h | 3000 | Flow rate
1904 | Air Curtain (Electrical) | m3/h | 3420 | Flow rate
1905 | Air Curtain (Electrical) | m3/h | 3840 | Flow rate
1906 | Air Curtain (Electrical) | m3/h | 4260 | Flow rate
1907 | Air Curtain (Electrical) | m3/h | 4680 | Flow rate
1908 | Air Curtain (Electrical) | m3/h | 5100 | Flow rate
1909 | Air Curtain (Electrical) | m3/h | 51000 | Flow rate
1910 | Postcooling Battery | pcs | 1 | Number
1911 | Steam Humidifier | kg/h | 5 | Mass rate
1912 | Steam Humidifier | kg/h | 24 | Mass rate
1913 | Steam Humidifier | kg/h | 43 | Mass rate
1914 | Steam Humidifier | kg/h | 62 | Mass rate
1915 | Steam Humidifier | kg/h | 81 | Mass rate
1916 | Steam Humidifier | kg/h | 100 | Mass rate
1917 | Steam Humidifier | kg/h | 1000 | Mass rate
1918 | Gasfired Steam Humidifier | pcs | 1 | Number
1919 | Ultrasonic Humidifier | pcs | 1 | Number
1920 | UV Anti-bateriological Unit | pcs | 1 | Number
1921 | Laminar Supply Air Plenum (Absolute Filters) | pcs | 1 | Number
1922 | Filter Section | pcs | 1 | Number
1923 | Motorised Register | pcs | 1 | Number
1924 | Pulsion Grill | pcs | 1 | Number
1925 | Extraction Grill | pcs | 1 | Number
1926 | Fire Damper | pcs | 1 | Number
1927 | Control Panel | # of Circuits | 20 | Amount
1928 | High Voltage Transformator | kVA | 100 | Power
1929 | High Voltage Transformator | kVA | 130 | Power
1930 | High Voltage Transformator | kVA | 160 | Power
1931 | High Voltage Transformator | kVA | 190 | Power
1932 | High Voltage Transformator | kVA | 220 | Power
1933 | High Voltage Transformator | kVA | 250 | Power
1934 | Capacitor Battery (Cos Phi) | kVA | 40 | Power
1935 | High voltage counting cabinet | pcs | 1 | Number
1936 | High voltage departure tension cabinet | pcs | 1 | Number
1937 | High voltage arrival tension cabinet | pcs | 1 | Number
1938 | Safety Utilities (Bench, Gloves, stick, ...) | pcs | 1 | Number
1939 | Main Distribution Board | # of distributions | 1 | Amount
1940 | Main Distribution Board | # of distributions | 4.8 | Amount
1941 | Main Distribution Board | # of distributions | 8.6 | Amount
1942 | Main Distribution Board | # of distributions | 12.4 | Amount
1943 | Main Distribution Board | # of distributions | 16.2 | Amount
1944 | Main Distribution Board | # of distributions | 20 | Amount
1945 | Distribution Board | # of distributions | 10 | Amount
1946 | Distribution Board | # of distributions | 12 | Amount
1947 | Distribution Board | # of distributions | 14 | Amount
1948 | Distribution Board | # of distributions | 16 | Amount
1949 | Distribution Board | # of distributions | 18 | Amount
1950 | Distribution Board | # of distributions | 20 | Amount
1951 | Low voltage room | # of distributions | 1 | Amount
1952 | Low voltage room | # of distributions | 4.8 | Amount
1953 | Low voltage room | # of distributions | 8.6 | Amount
1954 | Low voltage room | # of distributions | 12.4 | Amount
1955 | Low voltage room | # of distributions | 16.2 | Amount
1956 | Low voltage room | # of distributions | 20 | Amount
1957 | 24V / 48V Energy Station | pcs | 1 | Number
1958 | Battery String | pcs | 1 | Number
1959 | Charger and Battery for Electrical Appliances (cars) | kW | 1 | Power
1960 | Charging post (bicycles, cars) | kW | 1 | Power
1961 | Photovoltaic Cells | W | 1 | Power
1962 | Photovoltaic Cells | W | 80.8 | Power
1963 | Photovoltaic Cells | W | 160.6 | Power
1964 | Photovoltaic Cells | W | 240.4 | Power
1965 | Photovoltaic Cells | W | 320.2 | Power
1966 | Photovoltaic Cells | W | 400 | Power
1967 | Photovoltaic Cells | W | 4000 | Power
1968 | Inverter - Photovoltaic Cells | W | 1 | Power
1969 | Inverter - Photovoltaic Cells | W | 80.8 | Power
1970 | Inverter - Photovoltaic Cells | W | 160.6 | Power
1971 | Inverter - Photovoltaic Cells | W | 240.4 | Power
1972 | Inverter - Photovoltaic Cells | W | 320.2 | Power
1973 | Inverter - Photovoltaic Cells | W | 400 | Power
1974 | Inverter - Photovoltaic Cells | W | 4000 | Power
1975 | Lightning Protection Earthing Network | pcs | 1 | Number
1976 | Lightning Protection Earthing Pin | pcs | 1 | Number
1977 | Power Outlet | # of outlets | 1 | Amount
1978 | CEE Power Outlet | # of outlets | 1 | Amount
1979 | Schakelkast (Laagspanning) | pcs | 1 | Number
1980 | Decentralised Emergency Lighting | pcs | 1 | Number
1981 | Switch | pcs | 1 | Number
1982 | Movement Switch | # of switches | 1 | Amount
1983 | Presence Switch | # of switches | 1 | Amount
1984 | Twilight Switch | # of switches | 1 | Amount
1985 | Dimmer | pcs | 1 | Number
1986 | TL-TL5 Appliance | # of devices | 1 | Amount
1987 | TL-TLD Appliance | # of devices | 1 | Amount
1988 | TL-TL HF Appliance | # of devices | 1 | Amount
1989 | TL-Circular TL | # of devices | 1 | Amount
1990 | CTL Appliance (E14-E27) | # of devices | 8 | Amount
1991 | CTL Appliance (2-pins) | # of devices | 1 | Amount
1992 | CTL Appliance (4-pins) | # of devices | 1 | Amount
1993 | Discharge Appliance-SON | pcs | 1 | Number
1994 | Discharge Appliance-HPL | pcs | 1 | Number
1995 | Discharge Appliance-HPI | pcs | 1 | Number
1996 | Discharge Appliance-SOX | pcs | 1 | Number
1997 | Discharge Appliance-CDM | pcs | 1 | Number
1998 | Discharge Appliance-MHN | pcs | 1 | Number
1999 | Halogen Appliance (230V) | # of devices | 1 | Amount
2000 | LED-Tube Lamp (T5 - 230V) | # of devices | 1 | Amount
2001 | LED-Tube Lamp (T8 - 230V) | # of devices | 1 | Amount
2002 | LED-Lamp/spot (E14/E27 - 230V) | # of devices | 1 | Amount
2003 | LED-Spot (G9 - 230V) | # of devices | 1 | Amount
2004 | LED-Spot (GU10 - 230V) | # of devices | 1 | Amount
2005 | LED-Spot (AR111 - 230V) | # of devices | 1 | Amount
2006 | LED-Spot (GX53 - 230V) | # of devices | 1 | Amount
2007 | Halogen Appliance (24V) | # of devices | 1 | Amount
2008 | LED-Spot (MR11/MR16 - 12V) | # of devices | 1 | Amount
2009 | LED-Spot (AR111 - 12V) | # of devices | 1 | Amount
2010 | Central Emergency Lighting (24V) | pcs | 1 | Number
2011 | Neon Lighting | pcs | 1 | Number
2012 | Transformer for Neon Lighting | pcs | 1 | Number
2013 | Stop Light (Red) | pcs | 1 | Number
2014 | Stop Light (Red, Green) | pcs | 1 | Number
2015 | Stop Light (Red, Orange, Green) | pcs | 1 | Number
2016 | Parking Management System - Central | pcs | 1 | Number
2017 | Parking Management System - Monitor | pcs | 1 | Number
2018 | Parking Management System - Availability Signalisation | pcs | 1 | Number
2019 | Parking Management System - Presence sensor | pcs | 1 | Number
2020 | Parking Management System - Quantity Information Display | pcs | 1 | Number
2021 | Parking Management System - Totem (Count Registration) | pcs | 1 | Number
2022 | Persons Call System | pcs | 1 | Number
2023 | Intervention Call: Alarm light (flash light) | pcs | 1 | Number
2024 | Intervention Call: Acoustic Alarm | pcs | 1 | Number
2025 | Intervention Call: Speaker | pcs | 1 | Number
2026 | Work Time Registration | pcs | 1 | Number
2027 | Mother Clock | pcs | 1 | Number
2028 | Clock | pcs | 1 | Number
2029 | Presence and Occupied Signalisation | pcs | 1 | Number
2030 | Telephone | pcs | 1 | Number
2031 | Telephone connection | m1 | 10 | Length
2032 | Intercom | pcs | 1 | Number
2033 | Amplifier | pcs | 1 | Number
2034 | Tuner | pcs | 1 | Number
2035 | CD-Player | pcs | 1 | Number
2036 | Microphone | pcs | 1 | Number
2037 | Speaker | pcs | 1 | Number
2038 | Control panel (micro, music, ...) | pcs | 1 | Number
2039 | Connection point Microphone | pcs | 1 | Number
2040 | Television | pcs | 1 | Number
2041 | Televisie-aansluiting (Coax, ...) | m1 | 10 | Length
2042 | Automatic Projection Screen | pcs | 1 | Number
2043 | Beamer | pcs | 1 | Number
2044 | Information Screen | pcs | 1 | Number
2045 | Manual Sun Screen (indoors) - Screen | m2 | 1 | Area
2046 | Motorised Sun Screen (indoors) | m2 | 1 | Area
2047 | Manual Sun Screen (indoors) - Blinds | m2 | 1 | Area
2048 | Grinding poles (fire brigade) | pcs | 1 | Number
2049 | Car wash Facilities | pcs | 1 | Number
2050 | Wifi Installation - Amplifier | pcs | 1 | Number
2051 | Metal grid | m2 | 1 | Area
2052 | Diamond plate | m2 | 1 | Area
2053 | PVC Wall Plating | m2 | 1 | Area
2054 | ASTRID Network - Beacon (Central) | pcs | 1 | Number
2055 | ASTRID Network - Amplifier | pcs | 1 | Number
2056 | ASTRID Network - External antenna | pcs | 1 | Number
2057 | ASTRID Network - Internal antenna | pcs | 1 | Number
2058 | Satellite TV - Satellite dish | pcs | 1 | Number
2059 | Satellite TV - Multiswitch | pcs | 1 | Number
2060 | Repetition Board | # of repetitions | 1 | Amount
2061 | Synoptic fire alarm panel | # of devices | 1 | Amount
2062 | Fire Detector | # of devices | 1 | Amount
2063 | Siren / Flash | # of devices | 1 | Amount
2064 | Fire Notifier | # of devices | 1 | Amount
2065 | Smoke Detection | # of devices | 1 | Amount
2066 | Fire door | m2 | 1 | Area
2067 | Fire door | m2 | 1.2 | Area
2068 | Fire door | m2 | 1.4 | Area
2069 | Fire door | m2 | 1.6 | Area
2070 | Fire door | m2 | 1.8 | Area
2071 | Fire door | m2 | 2 | Area
2072 | Magnetic Contact | # of devices | 1 | Amount
2073 | Fire Window | m2 | 1 | Area
2074 | Fire Window | m2 | 1.2 | Area
2075 | Fire Window | m2 | 1.4 | Area
2076 | Fire Window | m2 | 1.6 | Area
2077 | Fire Window | m2 | 1.8 | Area
2078 | Fire Window | m2 | 2 | Area
2079 | Smoke Curtain | m2 | 1 | Area
2080 | Smoke Curtain | m2 | 1.2 | Area
2081 | Smoke Curtain | m2 | 1.4 | Area
2082 | Smoke Curtain | m2 | 1.6 | Area
2083 | Smoke Curtain | m2 | 1.8 | Area
2084 | Smoke Curtain | m2 | 2 | Area
2085 | Fire-resistant Passages | pcs | 1 | Number
2086 | Sprinkler: Alarm Valve | pcs | 1 | Number
2087 | Water Reservoir | L | 100 | Content
2088 | Water Reservoir | L | 80.1998 | Content
2089 | Water Reservoir | L | 60.3996 | Content
2090 | Water Reservoir | L | 40.5994 | Content
2091 | Water Reservoir | L | 20.7992 | Content
2092 | Water Reservoir | L | 0.999 | Content
2093 | Fire Hose Reel | pcs | 1 | Number
2094 | Sprinkler: Alarm Bell | # of bells | 1 | Amount
2095 | Sprinkler: Testing Device | # of bells | 1 | Amount
2096 | Burglar Detection - Central | pcs | 1 | Number
2097 | Burglar Detection - Detector | # of detectors | 1 | Amount
2098 | Burglar Detection - Door/Window Contact | # of contacts | 1 | Amount
2099 | Burglar Detection - Hold up button / Panic button | pcs | 1 | Number
2100 | Burglar Detection - Siren / Flash | # of devices | 1 | Amount
2101 | CCTV-Camera`s | pcs | 1 | Number
2102 | CCTV-Monitor | pcs | 1 | Number
2103 | CCTV-Multiplexer | pcs | 1 | Number
2104 | CCTV-Registration Device | pcs | 1 | Number
2105 | Acces Control - Central Command Unit | pcs | 1 | Number
2106 | Acces Control - Badge Reader | pcs | 1 | Number
2107 | Acces Control - Lock | pcs | 1 | Number
2108 | Acces Control - Push button (exit) | pcs | 1 | Number
2109 | Acces Control - Code Keypad | pcs | 1 | Number
2110 | Parlofony | pcs | 1 | Number
2111 | Videofony | pcs | 1 | Number
2112 | Motorised Sun Screen | m2 | 1 | Area
2113 | Manual Sun Screen | m2 | 1 | Area
2114 | Metal Detection | pcs | 1 | Number
2115 | Gas Detection (CH4) | # of detectors | 2 | Amount
2116 | Gas Detection (CO) | # of detectors | 1 | Amount
2117 | Gas Detection (CO2) | # of detectors | 1 | Amount
2118 | Water Leak Detection | # of detectors | 1 | Amount
2119 | Perimeter Security | pcs | 1 | Number
2120 | Emergency Shower | pcs | 1 | Number
2121 | Eye Shower | pcs | 1 | Number
2122 | Covering Flat Roof (General) | m2 | 500 | Area
2123 | Covering Flat Roof (Tiles) | m2 | 500 | Area
2124 | Covering Flat Roof (bitumen without ballast) | m2 | 500 | Area
2125 | Covering Flat Roof (EPDM) | m2 | 500 | Area
2126 | Covering Flat Roof (Aluminium) | m2 | 500 | Area
2127 | Covering Flat Roof (concrete tiles) | m2 | 500 | Area
2128 | Covering Flat Roof (Copper) | m2 | 500 | Area
2129 | Covering Flat Roof (Steel) | m2 | 500 | Area
2130 | Covering Sloping Roof General | m2 | 500 | Area
2131 | Covering Sloping Roof (Tiles) | m2 | 500 | Area
2132 | Covering Sloping Roof (bitumen without ballast) | m2 | 500 | Area
2133 | Covering Sloping Roof (EPDM) | m2 | 500 | Area
2134 | Covering Sloping Roof (Aluminium) | m2 | 500 | Area
2135 | Covering Sloping Roof (concrete tiles) | m2 | 500 | Area
2136 | Covering Sloping Roof (Copper) | m2 | 500 | Area
2137 | Covering Sloping Roof (Steel) | m2 | 500 | Area
2138 | Covering Sloping Roof (Zinc) | m2 | 500 | Area
2139 | Covering Sloping Roof (Slates) | m2 | 500 | Area
2140 | Covering Sloping Green Roof Extensive | m2 | 500 | Area
2141 | Covering Sloping Green Roof Intensive | m2 | 500 | Area
2142 | Stairlift | Allowed mass (kg) | 150 | Weight
2143 | Stairlift | Allowed mass (kg) | 220 | Weight
2144 | Stairlift | Allowed mass (kg) | 290 | Weight
2145 | Stairlift | Allowed mass (kg) | 360 | Weight
2146 | Stairlift | Allowed mass (kg) | 430 | Weight
2147 | Stairlift | Allowed mass (kg) | 500 | Weight
2148 | Stairlift | Allowed mass (kg) | 5000 | Weight
2149 | Platform Lift/ Lifting Platform | Allowed mass (kg) | 150 | Weight
2150 | Platform Lift/ Lifting Platform | Allowed mass (kg) | 220 | Weight
2151 | Platform Lift/ Lifting Platform | Allowed mass (kg) | 290 | Weight
2152 | Platform Lift/ Lifting Platform | Allowed mass (kg) | 360 | Weight
2153 | Platform Lift/ Lifting Platform | Allowed mass (kg) | 430 | Weight
2154 | Platform Lift/ Lifting Platform | Allowed mass (kg) | 500 | Weight
2155 | Platform Lift/ Lifting Platform | Allowed mass (kg) | 5000 | Weight
2156 | Escalator | m1 | 1 | Length
2157 | Electrical Goods Elevator | # of stops | 2 | Amount
2158 | Hydraulic Goods Elevator | # of stops | 2 | Amount
2159 | Lifting bridge (scissors or poles) | Allowed mass (kg) | 360 | Weight
2160 | Lifting bridge (scissors or poles) | Allowed mass (kg) | 150 | Weight
2161 | Lifting bridge (scissors or poles) | Allowed mass (kg) | 5000 | Weight
2162 | Lifting bridge (scissors or poles) | Allowed mass (kg) | 430 | Weight
2163 | Lifting bridge (scissors or poles) | Allowed mass (kg) | 290 | Weight
2164 | Lifting bridge (scissors or poles) | Allowed mass (kg) | 220 | Weight
2165 | Lifting bridge (scissors or poles) | Allowed mass (kg) | 500 | Weight
2166 | Dock leveller | Allowed mass (kg) | 20000 | Weight
2167 | Conveyor Belt | m1 | 1 | Length
2168 | Overhead Crane | Allowed mass (kg) | 500 | Weight
2169 | Overhead Crane | Allowed mass (kg) | 1400 | Weight
2170 | Overhead Crane | Allowed mass (kg) | 2300 | Weight
2171 | Overhead Crane | Allowed mass (kg) | 3200 | Weight
2172 | Overhead Crane | Allowed mass (kg) | 4100 | Weight
2173 | Overhead Crane | Allowed mass (kg) | 5000 | Weight
2174 | Overhead Crane | Allowed mass (kg) | 50000 | Weight
2175 | Swivel Arm Cranes | Allowed mass (kg) | 500 | Weight
2176 | Swivel Arm Cranes | Allowed mass (kg) | 1400 | Weight
2177 | Swivel Arm Cranes | Allowed mass (kg) | 2300 | Weight
2178 | Swivel Arm Cranes | Allowed mass (kg) | 3200 | Weight
2179 | Swivel Arm Cranes | Allowed mass (kg) | 4100 | Weight
2180 | Swivel Arm Cranes | Allowed mass (kg) | 5000 | Weight
2181 | Swivel Arm Cranes | Allowed mass (kg) | 50000 | Weight
2182 | Hoists | Allowed mass (kg) | 500 | Weight
2183 | Hoists | Allowed mass (kg) | 1400 | Weight
2184 | Hoists | Allowed mass (kg) | 2300 | Weight
2185 | Hoists | Allowed mass (kg) | 3200 | Weight
2186 | Hoists | Allowed mass (kg) | 4100 | Weight
2187 | Hoists | Allowed mass (kg) | 5000 | Weight
2188 | Hoists | Allowed mass (kg) | 50000 | Weight
2189 | Pipe-mail installation | pcs | 1 | Number
2190 | Rail Container - Rails | m1 | 1 | Length
2191 | Rail Container - Container | pcs | 1 | Number
2192 | Automatic Control (DDC) Primary | pcs | 1 | Number
2193 | Automatic Control (DDC) Secondary | pcs | 1 | Number
2194 | Building Management System | pcs | 1 | Number
2195 | Field Equipment controllers | pcs | 1 | Number
2196 | Input/output modules | pcs | 1 | Number
2197 | Alarm Transmitter | pcs | 1 | Number
2198 | Modem | pcs | 1 | Number
2199 | Locker | pcs | 1 | Number
2200 | Wash Machines | pcs | 1 | Number
2201 | Clothes Dryer | pcs | 1 | Number
2202 | Hose Washer Installation | pcs | 1 | Number
2203 | Kitchen Counter (Domestic) | pcs | 1 | Number
2204 | Kitchen Cupboard (Domestic) | pcs | 1 | Number
2205 | Domestic Fume Hood | pcs | 1 | Number
2206 | Domestic Dish Washer | pcs | 1 | Number
2207 | Heating: Gas Stove (domestic) | pcs | 1 | Number
2208 | Heating: Oven (domestic) | pcs | 1 | Number
2209 | Mixing Tap | pcs | 1 | Number
2210 | Hair Dryer | pcs | 1 | Number
2211 | Hand Dryer | pcs | 1 | Number
2212 | Lifeline | m1 | 1 | Length
2213 | Set of Lifeline Anchor Points | # of Anchor points | 1 | Amount
2214 | Anchor Point | pcs | 1 | Number
2215 | Cleaning Cradle | kg | 800 | Weight
2216 | Fuel Tank (Underground)(vehicle) | L | 250 | Content
2217 | Fuel Tank (Overground)(vehicle) | L | 250 | Content
2218 | Tank | L | 250 | Content
2219 | Waste Press | pcs | 1 | Number
2220 | Bicycle Shelter | pcs | 1 | Number
2221 | Mast (rigged) | m1 | 1 | Height
2222 | Mast (pyramid) | m1 | 1 | Height
2223 | Fencing | m2 | 1 | Area
2224 | Sewerage Pit | pcs | 1 | Number
2225 | External Hydrant (site) | # of Hydrants | 1 | Amount
2226 | Outdoor hydrant | # of Hydrants | 1 | Amount
2227 | Indoor hydrant | # of Hydrants | 1 | Amount
2228 | Letter box | pcs | 1 | Number
2229 | Key safe | pcs | 1 | Number
2230 | Warmtekrachtkoppeling | kW | 500 | Power
2231 | Cage ladders | m1 | 2 | Height
2232 | Sprinkler system (wet; fully assembled) | m2 | 10 | Area
2233 | Sprinkler system (wet; fully assembled) | m2 | 28 | Area
2234 | Sprinkler system (wet; fully assembled) | m2 | 46 | Area
2235 | Sprinkler system (wet; fully assembled) | m2 | 64 | Area
2236 | Sprinkler system (wet; fully assembled) | m2 | 82 | Area
2237 | Sprinkler system (wet; fully assembled) | m2 | 100 | Area
2238 | Sprinkler system (wet; fully assembled) | m2 | 280 | Area
2239 | Sprinkler system (wet; fully assembled) | m2 | 460 | Area
2240 | Sprinkler system (wet; fully assembled) | m2 | 640 | Area
2241 | Sprinkler system (wet; fully assembled) | m2 | 820 | Area
2242 | Sprinkler system (wet; fully assembled) | m2 | 1000 | Area
2243 | Sprinkler system (wet; fully assembled) | m2 | 10000 | Area
2244 | Sprinkler system (dry; fully assembled) | m2 | 10 | Area
2245 | Sprinkler system (dry; fully assembled) | m2 | 28 | Area
2246 | Sprinkler system (dry; fully assembled) | m2 | 46 | Area
2247 | Sprinkler system (dry; fully assembled) | m2 | 64 | Area
2248 | Sprinkler system (dry; fully assembled) | m2 | 82 | Area
2249 | Sprinkler system (dry; fully assembled) | m2 | 100 | Area
2250 | Sprinkler system (dry; fully assembled) | m2 | 280 | Area
2251 | Sprinkler system (dry; fully assembled) | m2 | 460 | Area
2252 | Sprinkler system (dry; fully assembled) | m2 | 640 | Area
2253 | Sprinkler system (dry; fully assembled) | m2 | 820 | Area
2254 | Sprinkler system (dry; fully assembled) | m2 | 1000 | Area
2255 | Sprinkler system (dry; fully assembled) | m2 | 10000 | Area
2256 | Evacuation System | pcs | 1 | Number
2257 | Evacuation Panel | # of Circuits | 20 | Amount
2258 | DUMMY | pcs | 1 | Number
2259 | DUMMY | pcs | 2.8 | Number
2260 | DUMMY | pcs | 4.6 | Number
2261 | DUMMY | pcs | 6.4 | Number
2262 | DUMMY | pcs | 8.2 | Number
2263 | DUMMY | pcs | 10 | Number
2264 | DUMMY | pcs | 100 | Number
2265 | I/O module Fire Detection system | pcs | 1 | Number
2266 | Earthing point | pcs | 1 | Number
2267 | Earthing mat | pcs | 1 | Number
2268 | Fire Detection Central | # of Zones | 8 | Amount
2269 | Disabled call module | # of devices | 1 | Amount
2270 | Aspiration detector | # of devices | 1 | Amount
2271 | Aspiration detector | # of devices | 2.8 | Amount
2272 | Aspiration detector | # of devices | 4.6 | Amount
2273 | Aspiration detector | # of devices | 6.4 | Amount
2274 | Aspiration detector | # of devices | 8.2 | Amount
2275 | Aspiration detector | # of devices | 10 | Amount
2276 | Aspiration detector | # of devices | 100 | Amount
2277 | Push button door locking device (wired) | # of devices | 1 | Amount
2278 | Battery 12V | pcs | 1 | Number
2279 | Battery 12V | pcs | 2.8 | Number
2280 | Battery 12V | pcs | 4.6 | Number
2281 | Battery 12V | pcs | 6.4 | Number
2282 | Battery 12V | pcs | 8.2 | Number
2283 | Battery 12V | pcs | 10 | Number
2284 | Battery 12V | pcs | 100 | Number
2285 | Lightning Protection | pcs | 1 | Number
2286 | Lightning Protection | pcs | 2.8 | Number
2287 | Lightning Protection | pcs | 4.6 | Number
2288 | Lightning Protection | pcs | 6.4 | Number
2289 | Lightning Protection | pcs | 8.2 | Number
2290 | Lightning Protection | pcs | 10 | Number
2291 | Lightning Protection | pcs | 100 | Number
2292 | Lightning receiver | pcs | 1 | Number
2293 | Lightning receiver | pcs | 2.8 | Number
2294 | Lightning receiver | pcs | 4.6 | Number
2295 | Lightning receiver | pcs | 6.4 | Number
2296 | Lightning receiver | pcs | 8.2 | Number
2297 | Lightning receiver | pcs | 10 | Number
2298 | Lightning receiver | pcs | 100 | Number
2299 | Data Connection (UTP, ...) | pcs | 10 | Number
2300 | Evacuation system - Battery set (public address) | pcs | 1 | Number
2301 | High Voltage Switch Gear | kVA | 100 | Power
2302 | High Voltage Switch Gear | kVA | 180 | Power
2303 | High Voltage Switch Gear | kVA | 260 | Power
2304 | High Voltage Switch Gear | kVA | 340 | Power
2305 | High Voltage Switch Gear | kVA | 420 | Power
2306 | High Voltage Switch Gear | kVA | 500 | Power
2307 | High Voltage Switch Gear | kVA | 1400 | Power
2308 | High Voltage Switch Gear | kVA | 2300 | Power
2309 | High Voltage Switch Gear | kVA | 3200 | Power
2310 | High Voltage Switch Gear | kVA | 4100 | Power
2311 | High Voltage Switch Gear | kVA | 5000 | Power
2312 | High Voltage Switch Gear | kVA | 50000 | Power
2313 | Electrical Persons Elevator | # of stops | 2 | Amount
2314 | Electrical Persons Elevator | # of stops | 2.6 | Amount
2315 | Electrical Persons Elevator | # of stops | 3.2 | Amount
2316 | Electrical Persons Elevator | # of stops | 3.8 | Amount
2317 | Electrical Persons Elevator | # of stops | 4.4 | Amount
2318 | Electrical Persons Elevator | # of stops | 5 | Amount
2319 | Hydraulic Persons Elevator | # of stops | 3.2 | Amount
2320 | Hydraulic Persons Elevator | # of stops | 5 | Amount
2321 | Hydraulic Persons Elevator | # of stops | 3.8 | Amount
2322 | Hydraulic Persons Elevator | # of stops | 2.6 | Amount
2323 | Hydraulic Persons Elevator | # of stops | 2 | Amount
2324 | Hydraulic Persons Elevator | # of stops | 4.4 | Amount