## Result
Client_Name | Site_Name | Building | Unique_Asset_ID | Asset_Code | Asset_Type | Client_Description_(unique) | Number | Property_Value | Property_Code | Technical_Size_Unit | Construction_Year | Action | Action-L1-Code | Action-L1-Name | Action-L2-Code | Action-L2-Name | Frequency | Year | Age | Start_Year | Duration | Regime | Cost_Type | Cost (Euro) | Cost Type-L1
DEV | MSTR | G11 | DEV-1 | 5.7.12.15 | Ventilation hood (1 - 100 Area) | Ventilator | 1 | 1 | Area | m2 | 1982 | UC-FMC | UC | User Cost | FMC |  | W1 | 2024 | 17 | 2024 | 10 | REGULAR | ALL | 456 | Labor cost
DEV | MSTR | G11 | DEV-2 | 5.7.31.10 | Roof Extraction Unit (1000 - 150000 Flow rate) | Roof extraction Unit | 1 | 75500 | Flow rate | m3/h | 1982 | PM-INS | PM | Preventative Maintenance | INS | Inspections | M3 | 2024 | 12 | 2024 | 10 | REGULAR | ALL | 7047 | Labor cost
DEV | MSTR | G11 | DEV-2 | 5.7.31.10 | Roof Extraction Unit (1000 - 150000 Flow rate) | Roof extraction Unit | 1 | 75500 | Flow rate | m3/h | 1982 | PM-MAI | PM | Preventative Maintenance | MAI | Maintenance | Y1 | 2024 | 12 | 2024 | 10 | REGULAR | ALL | 7550 | Labor cost
DEV | MSTR | G11 | DEV-2 | 5.7.31.10 | Roof Extraction Unit (1000 - 150000 Flow rate) | Roof extraction Unit | 1 | 75500 | Flow rate | m3/h | 1982 | PM-MAI | PM | Preventative Maintenance | MAI | Maintenance | Y2 | 2024 | 12 | 2024 | 10 | REGULAR | ALL | 3523 | Labor cost
DEV | MSTR | G11 | DEV-2 | 5.7.31.10 | Roof Extraction Unit (1000 - 150000 Flow rate) | Roof extraction Unit | 1 | 75500 | Flow rate | m3/h | 1982 | CM-MAI | CM | Corrective Maintenance | MAI | Maintenance | Y1 | 2024 | 12 | 2024 | 10 | REGULAR | ALL | 8974 | Labor cost
DEV | MSTR | G11 | DEV-3 | 5.1.21.01 | Wallmounted Condensating Gas Boiler (40 - 10000 Power) | CV | 1 | 218 | Power | kW | 1982 | PM-INS | PM | Preventative Maintenance | INS | Inspections | M1 | 2024 | 17 | 2024 | 10 | REGULAR | ALL | 1962 | Labor cost
DEV | MSTR | G11 | DEV-3 | 5.1.21.01 | Wallmounted Condensating Gas Boiler (40 - 10000 Power) | CV | 1 | 218 | Power | kW | 1982 | PM-INS | PM | Preventative Maintenance | INS | Inspections | Y1 | 2024 | 17 | 2024 | 10 | REGULAR | ALL | 164 | Labor cost
DEV | MSTR | G11 | DEV-3 | 5.1.21.01 | Wallmounted Condensating Gas Boiler (40 - 10000 Power) | CV | 1 | 218 | Power | kW | 1982 | PM-MAI | PM | Preventative Maintenance | MAI | Maintenance | M3 | 2024 | 17 | 2024 | 10 | REGULAR | ALL | 1308 | Labor cost
DEV | MSTR | G11 | DEV-3 | 5.1.21.01 | Wallmounted Condensating Gas Boiler (40 - 10000 Power) | CV | 1 | 218 | Power | kW | 1982 | PM-MAI | PM | Preventative Maintenance | MAI | Maintenance | Y2 | 2024 | 17 | 2024 | 10 | REGULAR | ALL | 491 | Labor cost
DEV | MSTR | G11 | DEV-3 | 5.1.21.01 | Wallmounted Condensating Gas Boiler (40 - 10000 Power) | CV | 1 | 218 | Power | kW | 1982 | CM-MAI | CM | Corrective Maintenance | MAI | Maintenance | Y1 | 2024 | 17 | 2024 | 10 | REGULAR | ALL | 1800 | Labor cost
DEV | MSTR | G11 | DEV-4 | 5.3.20.05 | Sanitary Hot water piping (1 - 100 Length) | Warm water | 1 | 50 | Length | m1 | 1982 | PM-INS | PM | Preventative Maintenance | INS | Inspections | M6 | 2024 | 12 | 2024 | 10 | REGULAR | ALL | 450 | Labor cost
DEV | MSTR | G11 | DEV-4 | 5.3.20.05 | Sanitary Hot water piping (1 - 100 Length) | Warm water | 1 | 50 | Length | m1 | 1982 | CM-MAI | CM | Corrective Maintenance | MAI | Maintenance | Y1 | 2024 | 12 | 2024 | 10 | REGULAR | ALL | 250 | Labor cost
DEV | MSTR | G11 | DEV-5 | 5.6.10.85 | Buffer Vessel Hot Water Distribution (25 - 10000 Content) | Warmwatervat | 1 | 1200 | Content | L | 1982 | PM-INS | PM | Preventative Maintenance | INS | Inspections | M3 | 2024 | 2 | 2024 | 10 | REGULAR | ALL | 2057 | Labor cost
DEV | MSTR | G11 | DEV-5 | 5.6.10.85 | Buffer Vessel Hot Water Distribution (25 - 10000 Content) | Warmwatervat | 1 | 1200 | Content | L | 1982 | PM-MAI | PM | Preventative Maintenance | MAI | Maintenance | Y1 | 2024 | 2 | 2024 | 10 | REGULAR | ALL | 2057 | Labor cost
DEV | MSTR | G11 | DEV-5 | 5.6.10.85 | Buffer Vessel Hot Water Distribution (25 - 10000 Content) | Warmwatervat | 1 | 1200 | Content | L | 1982 | PM-MAI | PM | Preventative Maintenance | MAI | Maintenance | Y2 | 2024 | 2 | 2024 | 10 | REGULAR | ALL | 1029 | Labor cost
DEV | MSTR | G11 | DEV-5 | 5.6.10.85 | Buffer Vessel Hot Water Distribution (25 - 10000 Content) | Warmwatervat | 1 | 1200 | Content | L | 1982 | PM-MAI | PM | Preventative Maintenance | MAI | Maintenance | Y2 | 2024 | 2 | 2024 | 10 | REGULAR | ALL | 3086 | Labor cost
DEV | MSTR | G11 | DEV-5 | 5.6.10.85 | Buffer Vessel Hot Water Distribution (25 - 10000 Content) | Warmwatervat | 1 | 1200 | Content | L | 1982 | CM-MAI | CM | Corrective Maintenance | MAI | Maintenance | Y1 | 2024 | 2 | 2024 | 10 | REGULAR | ALL | 2155 | Labor cost
DEV | MSTR | G11 | DEV-6 | 5.1.22.01 | Wallmounted Condensating Boiler (40 - 10000 Power) | CV2 | 1 | 15 | Power | kW | 1982 | PM-INS | PM | Preventative Maintenance | INS | Inspections | M1 | 2024 | 17 | 2024 | 10 | REGULAR | ALL | 45 | Labor cost
DEV | MSTR | G11 | DEV-6 | 5.1.22.01 | Wallmounted Condensating Boiler (40 - 10000 Power) | CV2 | 1 | 15 | Power | kW | 1982 | PM-INS | PM | Preventative Maintenance | INS | Inspections | M6 | 2024 | 17 | 2024 | 10 | REGULAR | ALL | 11 | Labor cost
DEV | MSTR | G11 | DEV-6 | 5.1.22.01 | Wallmounted Condensating Boiler (40 - 10000 Power) | CV2 | 1 | 15 | Power | kW | 1982 | PM-INS | PM | Preventative Maintenance | INS | Inspections | Y1 | 2024 | 17 | 2024 | 10 | REGULAR | ALL | 11 | Labor cost
DEV | MSTR | G11 | DEV-6 | 5.1.22.01 | Wallmounted Condensating Boiler (40 - 10000 Power) | CV2 | 1 | 15 | Power | kW | 1982 | PM-MAI | PM | Preventative Maintenance | MAI | Maintenance | M6 | 2024 | 17 | 2024 | 10 | REGULAR | ALL | 23 | Labor cost
DEV | MSTR | G11 | DEV-6 | 5.1.22.01 | Wallmounted Condensating Boiler (40 - 10000 Power) | CV2 | 1 | 15 | Power | kW | 1982 | PM-MAI | PM | Preventative Maintenance | MAI | Maintenance | Y1 | 2024 | 17 | 2024 | 10 | REGULAR | ALL | 23 | Labor cost
DEV | MSTR | G11 | DEV-6 | 5.1.22.01 | Wallmounted Condensating Boiler (40 - 10000 Power) | CV2 | 1 | 15 | Power | kW | 1982 | CM-MAI | CM | Corrective Maintenance | MAI | Maintenance | Y1 | 2024 | 17 | 2024 | 10 | REGULAR | ALL | 45 | Labor cost
DEV | MSTR | G11 | DEV-7 | 5.1.22.01 | Wallmounted Condensating Boiler (40 - 10000 Power) | CV3 | 1 | 62 | Power | kW | 1982 | PM-INS | PM | Preventative Maintenance | INS | Inspections | M1 | 2024 | 17 | 2024 | 10 | REGULAR | ALL | 186 | Labor cost
DEV | MSTR | G11 | DEV-7 | 5.1.22.01 | Wallmounted Condensating Boiler (40 - 10000 Power) | CV3 | 1 | 62 | Power | kW | 1982 | PM-INS | PM | Preventative Maintenance | INS | Inspections | M6 | 2024 | 17 | 2024 | 10 | REGULAR | ALL | 47 | Labor cost
DEV | MSTR | G11 | DEV-7 | 5.1.22.01 | Wallmounted Condensating Boiler (40 - 10000 Power) | CV3 | 1 | 62 | Power | kW | 1982 | PM-INS | PM | Preventative Maintenance | INS | Inspections | Y1 | 2024 | 17 | 2024 | 10 | REGULAR | ALL | 47 | Labor cost
DEV | MSTR | G11 | DEV-7 | 5.1.22.01 | Wallmounted Condensating Boiler (40 - 10000 Power) | CV3 | 1 | 62 | Power | kW | 1982 | PM-MAI | PM | Preventative Maintenance | MAI | Maintenance | M6 | 2024 | 17 | 2024 | 10 | REGULAR | ALL | 93 | Labor cost
DEV | MSTR | G11 | DEV-7 | 5.1.22.01 | Wallmounted Condensating Boiler (40 - 10000 Power) | CV3 | 1 | 62 | Power | kW | 1982 | PM-MAI | PM | Preventative Maintenance | MAI | Maintenance | Y1 | 2024 | 17 | 2024 | 10 | REGULAR | ALL | 93 | Labor cost
DEV | MSTR | G11 | DEV-7 | 5.1.22.01 | Wallmounted Condensating Boiler (40 - 10000 Power) | CV3 | 1 | 62 | Power | kW | 1982 | CM-MAI | CM | Corrective Maintenance | MAI | Maintenance | Y1 | 2024 | 17 | 2024 | 10 | REGULAR | ALL | 187 | Labor cost
DEV | MSTR | G11 | DEV-8 | 6.3.41.44 | LED-Spot (GU10 - 230V) (1 - 100 Amount) | Verlichting | 60 | 1 | Amount | # of devices | 1982 | PM-INS | PM | Preventative Maintenance | INS | Inspections | M3 | 2024 | 12 | 2024 | 10 | REGULAR | ALL | 1200 | Labor cost
DEV | MSTR | G11 | DEV-8 | 6.3.41.44 | LED-Spot (GU10 - 230V) (1 - 100 Amount) | Verlichting | 60 | 1 | Amount | # of devices | 1982 | PM-INS | PM | Preventative Maintenance | INS | Inspections | Y1 | 2024 | 12 | 2024 | 10 | REGULAR | ALL | 1800 | Labor cost
DEV | MSTR | G11 | DEV-8 | 6.3.41.44 | LED-Spot (GU10 - 230V) (1 - 100 Amount) | Verlichting | 60 | 1 | Amount | # of devices | 1982 | PM-MAI | PM | Preventative Maintenance | MAI | Maintenance | Y1 | 2024 | 12 | 2024 | 10 | REGULAR | ALL | 350 | Labor cost
DEV | MSTR | G11 | DEV-8 | 6.3.41.44 | LED-Spot (GU10 - 230V) (1 - 100 Amount) | Verlichting | 60 | 1 | Amount | # of devices | 1982 | PM-MAI | PM | Preventative Maintenance | MAI | Maintenance | Y2 | 2024 | 12 | 2024 | 10 | REGULAR | ALL | 175 | Labor cost
DEV | MSTR | G11 | DEV-8 | 6.3.41.44 | LED-Spot (GU10 - 230V) (1 - 100 Amount) | Verlichting | 60 | 1 | Amount | # of devices | 1982 | CM-MAI | CM | Corrective Maintenance | MAI | Maintenance | Y1 | 2024 | 12 | 2024 | 10 | REGULAR | ALL | 1053 | Labor cost
DEV | MSTR | G11 | DEV-9 | 9.0.34.10 | Manual Roller Gate (1 - 500 Area) | Gate | 1 | 15 | Area | m2 | 1982 | PM-INS | PM | Preventative Maintenance | INS | Inspections | M1 | 2024 | 12 | 2024 | 10 | REGULAR | ALL | 150 | Labor cost
DEV | MSTR | G11 | DEV-9 | 9.0.34.10 | Manual Roller Gate (1 - 500 Area) | Gate | 1 | 15 | Area | m2 | 1982 | PM-INS | PM | Preventative Maintenance | INS | Inspections | Y1 | 2024 | 12 | 2024 | 10 | REGULAR | ALL | 90 | Labor cost
DEV | MSTR | G11 | DEV-9 | 9.0.34.10 | Manual Roller Gate (1 - 500 Area) | Gate | 1 | 15 | Area | m2 | 1982 | PM-MAI | PM | Preventative Maintenance | MAI | Maintenance | M3 | 2024 | 12 | 2024 | 10 | REGULAR | ALL | 100 | Labor cost
DEV | MSTR | G11 | DEV-9 | 9.0.34.10 | Manual Roller Gate (1 - 500 Area) | Gate | 1 | 15 | Area | m2 | 1982 | CM-MAI | CM | Corrective Maintenance | MAI | Maintenance | Y1 | 2024 | 12 | 2024 | 10 | REGULAR | ALL | 121 | Labor cost
DEV | MSTR | G11 | DEV-10 | 3.1.31.00 | Manual Swing Doors General (1 - 120 Area) | Zwaaideuren | 2 | 2 | Area | m2 | 1982 | PM-INS | PM | Preventative Maintenance | INS | Inspections | M1 | 2024 | 6 | 2024 | 10 | REGULAR | ALL | 200 | Labor cost
DEV | MSTR | G11 | DEV-10 | 3.1.31.00 | Manual Swing Doors General (1 - 120 Area) | Zwaaideuren | 2 | 2 | Area | m2 | 1982 | PM-INS | PM | Preventative Maintenance | INS | Inspections | W2 | 2024 | 6 | 2024 | 10 | REGULAR | ALL | 217 | Labor cost
DEV | MSTR | G11 | DEV-10 | 3.1.31.00 | Manual Swing Doors General (1 - 120 Area) | Zwaaideuren | 2 | 2 | Area | m2 | 1982 | PM-MAI | PM | Preventative Maintenance | MAI | Maintenance | Y1 | 2024 | 6 | 2024 | 10 | REGULAR | ALL | 120 | Labor cost
DEV | MSTR | G11 | DEV-10 | 3.1.31.00 | Manual Swing Doors General (1 - 120 Area) | Zwaaideuren | 2 | 2 | Area | m2 | 1982 | PM-MAI | PM | Preventative Maintenance | MAI | Maintenance | Y2 | 2024 | 6 | 2024 | 10 | REGULAR | ALL | 25 | Labor cost
DEV | MSTR | G11 | DEV-10 | 3.1.31.00 | Manual Swing Doors General (1 - 120 Area) | Zwaaideuren | 2 | 2 | Area | m2 | 1982 | CM-MAI | CM | Corrective Maintenance | MAI | Maintenance | Y1 | 2024 | 6 | 2024 | 10 | REGULAR | ALL | 143 | Labor cost
DEV | MSTR | G11 | DEV-11 | 2.1.12.01 | Cavity Walls (not insulated) (1 - 100000 Area) | Buitenmuren | 4 | 200 | Area | m2 | 1982 | PM-INS | PM | Preventative Maintenance | INS | Inspections | Y1 | 2024 | 42 | 2024 | 10 | REGULAR | ALL | 80 | Labor cost
DEV | MSTR | G11 | DEV-11 | 2.1.12.01 | Cavity Walls (not insulated) (1 - 100000 Area) | Buitenmuren | 4 | 200 | Area | m2 | 1982 | PM-MAI | PM | Preventative Maintenance | MAI | Maintenance | M6 | 2024 | 42 | 2024 | 10 | REGULAR | ALL | 384 | Labor cost
DEV | MSTR | G11 | DEV-11 | 2.1.12.01 | Cavity Walls (not insulated) (1 - 100000 Area) | Buitenmuren | 4 | 200 | Area | m2 | 1982 | CM-MAI | CM | Corrective Maintenance | MAI | Maintenance | Y1 | 2024 | 42 | 2024 | 10 | REGULAR | ALL | 223 | Labor cost
DEV | MSTR | G11 | DEV-13 | 2.3.11.00 | Concrete Floor (non insulated) (1 - 25000 Area) | Vloer | 1 | 200 | Area | m2 | 1982 | PM-INS | PM | Preventative Maintenance | INS | Inspections | M1 | 2024 | 42 | 2024 | 10 | REGULAR | ALL | 144 | Labor cost
DEV | MSTR | G11 | DEV-13 | 2.3.11.00 | Concrete Floor (non insulated) (1 - 25000 Area) | Vloer | 1 | 200 | Area | m2 | 1982 | PM-MAI | PM | Preventative Maintenance | MAI | Maintenance | Y1 | 2024 | 42 | 2024 | 10 | REGULAR | ALL | 36 | Labor cost
DEV | MSTR | G11 | DEV-13 | 2.3.11.00 | Concrete Floor (non insulated) (1 - 25000 Area) | Vloer | 1 | 200 | Area | m2 | 1982 | PM-MAI | PM | Preventative Maintenance | MAI | Maintenance | Y2 | 2024 | 42 | 2024 | 10 | REGULAR | ALL | 96 | Labor cost
DEV | MSTR | G11 | DEV-13 | 2.3.11.00 | Concrete Floor (non insulated) (1 - 25000 Area) | Vloer | 1 | 200 | Area | m2 | 1982 | UC-FMC | UC | User Cost | FMC | Maintenance | W1 | 2024 | 42 | 2024 | 10 | REGULAR | ALL | 730 | Labor cost
DEV | MSTR | G11 | DEV-13 | 2.3.11.00 | Concrete Floor (non insulated) (1 - 25000 Area) | Vloer | 1 | 200 | Area | m2 | 1982 | CM-MAI | CM | Corrective Maintenance | MAI | Maintenance | Y1 | 2024 | 42 | 2024 | 10 | REGULAR | ALL | 267 | Labor cost
DEV | MSTR | G11 | DEV-14 | 2.7.11.85 |  | Daktrim | 4 | 75 | Length | m1 | 1982 | PM-INS | PM | Preventative Maintenance | INS | Inspections | Y2 | 2024 | 12 | 2024 | 10 | REGULAR | ALL | 30 | Labor cost
DEV | MSTR | G11 | DEV-14 | 2.7.11.85 |  | Daktrim | 4 | 75 | Length | m1 | 1982 | CM-MAI | CM | Corrective Maintenance | MAI | Maintenance | Y1 | 2024 | 12 | 2024 | 10 | REGULAR | ALL | 8 | Labor cost
DEV | MSTR | G11 | DEV-15 | 2.8.11.05 | Plinth | plinten | 4 | 75 | Length | m1 | 1982 | PM-INS | PM | Preventative Maintenance | INS | Inspections | Y2 | 2024 | 42 | 2024 | 10 | REGULAR | ALL | 2500 | Labor cost
DEV | MSTR | G11 | DEV-15 | 2.8.11.05 | Plinth | plinten | 4 | 75 | Length | m1 | 1982 | PM-MAI | PM | Preventative Maintenance | MAI | Maintenance | M1 | 2024 | 42 | 2024 | 10 | REGULAR | ALL | 3000 | Labor cost
DEV | MSTR | G11 | DEV-15 | 2.8.11.05 | Plinth | plinten | 4 | 75 | Length | m1 | 1982 | CM-MAI | CM | Corrective Maintenance | MAI | Maintenance | Y1 | 2024 | 42 | 2024 | 10 | REGULAR | ALL | 3033 | Labor cost
DEV | abc | def | DEV-16 | 5.1.21.00 | Wallmounted Gas Boiler | Wallmounted Gas Boiler | 1 | 900 | - | kW | 2021 | PM-INS | PM | Preventative Maintenance | INS | Inspections | M1 | 2024 | 3 | 2024 | 10 | REGULAR | ALL | 3375 | Labor cost
DEV | abc | def | DEV-16 | 5.1.21.00 | Wallmounted Gas Boiler | Wallmounted Gas Boiler | 1 | 900 | - | kW | 2021 | PM-INS | PM | Preventative Maintenance | INS | Inspections | M3 | 2024 | 3 | 2024 | 10 | REGULAR | ALL | 1800 | Labor cost
DEV | abc | def | DEV-16 | 5.1.21.00 | Wallmounted Gas Boiler | Wallmounted Gas Boiler | 1 | 900 | - | kW | 2021 | PM-INS | PM | Preventative Maintenance | INS | Inspections | Y1 | 2024 | 3 | 2024 | 10 | REGULAR | ALL | 1013 | Labor cost
DEV | abc | def | DEV-16 | 5.1.21.00 | Wallmounted Gas Boiler | Wallmounted Gas Boiler | 1 | 900 | - | kW | 2021 | CM-MAI | CM | Corrective Maintenance | MAI | Maintenance | Y1 | 2024 | 3 | 2024 | 10 | REGULAR | ALL | 1275 | Labor cost
DEV | MSTR | G11 | DEV-9 | 9.0.34.10 | Manual Roller Gate (1 - 500 Area) | Gate | 1 | 15 | Area | m2 | 1982 | CM-MAI | CM | Corrective Maintenance | MAI | Maintenance | Y1 | 2025 | 13 | 2024 | 10 | REGULAR | ALL | 124 | Labor cost
DEV | MSTR | G11 | DEV-10 | 3.1.31.00 | Manual Swing Doors General (1 - 120 Area) | Zwaaideuren | 2 | 2 | Area | m2 | 1982 | PM-INS | PM | Preventative Maintenance | INS | Inspections | M1 | 2025 | 7 | 2024 | 10 | REGULAR | ALL | 200 | Labor cost
DEV | MSTR | G11 | DEV-10 | 3.1.31.00 | Manual Swing Doors General (1 - 120 Area) | Zwaaideuren | 2 | 2 | Area | m2 | 1982 | PM-INS | PM | Preventative Maintenance | INS | Inspections | W2 | 2025 | 7 | 2024 | 10 | REGULAR | ALL | 217 | Labor cost
DEV | MSTR | G11 | DEV-10 | 3.1.31.00 | Manual Swing Doors General (1 - 120 Area) | Zwaaideuren | 2 | 2 | Area | m2 | 1982 | PM-MAI | PM | Preventative Maintenance | MAI | Maintenance | Y1 | 2025 | 7 | 2024 | 10 | REGULAR | ALL | 120 | Labor cost
DEV | MSTR | G11 | DEV-10 | 3.1.31.00 | Manual Swing Doors General (1 - 120 Area) | Zwaaideuren | 2 | 2 | Area | m2 | 1982 | CM-MAI | CM | Corrective Maintenance | MAI | Maintenance | Y1 | 2025 | 7 | 2024 | 10 | REGULAR | ALL | 138 | Labor cost
DEV | MSTR | G11 | DEV-11 | 2.1.12.01 | Cavity Walls (not insulated) (1 - 100000 Area) | Buitenmuren | 4 | 200 | Area | m2 | 1982 | PM-INS | PM | Preventative Maintenance | INS | Inspections | Y1 | 2025 | 43 | 2024 | 10 | REGULAR | ALL | 80 | Labor cost
DEV | MSTR | G11 | DEV-11 | 2.1.12.01 | Cavity Walls (not insulated) (1 - 100000 Area) | Buitenmuren | 4 | 200 | Area | m2 | 1982 | PM-MAI | PM | Preventative Maintenance | MAI | Maintenance | M6 | 2025 | 43 | 2024 | 10 | REGULAR | ALL | 384 | Labor cost
DEV | MSTR | G11 | DEV-11 | 2.1.12.01 | Cavity Walls (not insulated) (1 - 100000 Area) | Buitenmuren | 4 | 200 | Area | m2 | 1982 | CM-MAI | CM | Corrective Maintenance | MAI | Maintenance | Y1 | 2025 | 43 | 2024 | 10 | REGULAR | ALL | 228 | Labor cost
DEV | MSTR | G11 | DEV-13 | 2.3.11.00 | Concrete Floor (non insulated) (1 - 25000 Area) | Vloer | 1 | 200 | Area | m2 | 1982 | PM-INS | PM | Preventative Maintenance | INS | Inspections | M1 | 2025 | 43 | 2024 | 10 | REGULAR | ALL | 144 | Labor cost
DEV | MSTR | G11 | DEV-13 | 2.3.11.00 | Concrete Floor (non insulated) (1 - 25000 Area) | Vloer | 1 | 200 | Area | m2 | 1982 | PM-MAI | PM | Preventative Maintenance | MAI | Maintenance | Y1 | 2025 | 43 | 2024 | 10 | REGULAR | ALL | 36 | Labor cost
DEV | MSTR | G11 | DEV-13 | 2.3.11.00 | Concrete Floor (non insulated) (1 - 25000 Area) | Vloer | 1 | 200 | Area | m2 | 1982 | UC-FMC | UC | User Cost | FMC | Maintenance | W1 | 2025 | 43 | 2024 | 10 | REGULAR | ALL | 730 | Labor cost
DEV | MSTR | G11 | DEV-13 | 2.3.11.00 | Concrete Floor (non insulated) (1 - 25000 Area) | Vloer | 1 | 200 | Area | m2 | 1982 | CM-MAI | CM | Corrective Maintenance | MAI | Maintenance | Y1 | 2025 | 43 | 2024 | 10 | REGULAR | ALL | 187 | Labor cost
DEV | MSTR | G11 | DEV-15 | 2.8.11.05 | Plinth | plinten | 4 | 75 | Length | m1 | 1982 | PM-MAI | PM | Preventative Maintenance | MAI | Maintenance | M1 | 2025 | 43 | 2024 | 10 | REGULAR | ALL | 3000 | Labor cost
DEV | MSTR | G11 | DEV-15 | 2.8.11.05 | Plinth | plinten | 4 | 75 | Length | m1 | 1982 | CM-MAI | CM | Corrective Maintenance | MAI | Maintenance | Y1 | 2025 | 43 | 2024 | 10 | REGULAR | ALL | 2252 | Labor cost
DEV | abc | def | DEV-16 | 5.1.21.00 | Wallmounted Gas Boiler | Wallmounted Gas Boiler | 1 | 900 | - | kW | 2021 | PM-INS | PM | Preventative Maintenance | INS | Inspections | M1 | 2025 | 4 | 2024 | 10 | REGULAR | ALL | 3375 | Labor cost
DEV | abc | def | DEV-16 | 5.1.21.00 | Wallmounted Gas Boiler | Wallmounted Gas Boiler | 1 | 900 | - | kW | 2021 | PM-INS | PM | Preventative Maintenance | INS | Inspections | M3 | 2025 | 4 | 2024 | 10 | REGULAR | ALL | 1800 | Labor cost
DEV | abc | def | DEV-16 | 5.1.21.00 | Wallmounted Gas Boiler | Wallmounted Gas Boiler | 1 | 900 | - | kW | 2021 | PM-INS | PM | Preventative Maintenance | INS | Inspections | Y1 | 2025 | 4 | 2024 | 10 | REGULAR | ALL | 1013 | Labor cost
DEV | abc | def | DEV-16 | 5.1.21.00 | Wallmounted Gas Boiler | Wallmounted Gas Boiler | 1 | 900 | - | kW | 2021 | PM-MAI | PM | Preventative Maintenance | MAI | Maintenance | Y2 | 2025 | 4 | 2024 | 10 | REGULAR | ALL | 1350 | Labor cost
DEV | abc | def | DEV-16 | 5.1.21.00 | Wallmounted Gas Boiler | Wallmounted Gas Boiler | 1 | 900 | - | kW | 2021 | CM-MAI | CM | Corrective Maintenance | MAI | Maintenance | Y1 | 2025 | 4 | 2024 | 10 | REGULAR | ALL | 1661 | Labor cost
DEV | MSTR | G11 | DEV-1 | 5.7.12.15 | Ventilation hood (1 - 100 Area) | Ventilator | 1 | 1 | Area | m2 | 1982 | UC-FMC | UC | User Cost | FMC | Maintenance | W1 | 2025 | 18 | 2024 | 10 | REGULAR | ALL | 456 | Labor cost
DEV | MSTR | G11 | DEV-2 | 5.7.31.10 | Roof Extraction Unit (1000 - 150000 Flow rate) | Roof extraction Unit | 1 | 75500 | Flow rate | m3/h | 1982 | PM-INS | PM | Preventative Maintenance | INS | Inspections | M3 | 2025 | 13 | 2024 | 10 | REGULAR | ALL | 7047 | Labor cost
DEV | MSTR | G11 | DEV-2 | 5.7.31.10 | Roof Extraction Unit (1000 - 150000 Flow rate) | Roof extraction Unit | 1 | 75500 | Flow rate | m3/h | 1982 | PM-MAI | PM | Preventative Maintenance | MAI | Maintenance | Y1 | 2025 | 13 | 2024 | 10 | REGULAR | ALL | 7550 | Labor cost
DEV | MSTR | G11 | DEV-2 | 5.7.31.10 | Roof Extraction Unit (1000 - 150000 Flow rate) | Roof extraction Unit | 1 | 75500 | Flow rate | m3/h | 1982 | CM-MAI | CM | Corrective Maintenance | MAI | Maintenance | Y1 | 2025 | 13 | 2024 | 10 | REGULAR | ALL | 7728 | Labor cost
DEV | MSTR | G11 | DEV-3 | 5.1.21.01 | Wallmounted Condensating Gas Boiler (40 - 10000 Power) | CV | 1 | 218 | Power | kW | 1982 | PM-INS | PM | Preventative Maintenance | INS | Inspections | M1 | 2025 | 18 | 2024 | 10 | REGULAR | ALL | 1962 | Labor cost
DEV | MSTR | G11 | DEV-3 | 5.1.21.01 | Wallmounted Condensating Gas Boiler (40 - 10000 Power) | CV | 1 | 218 | Power | kW | 1982 | PM-INS | PM | Preventative Maintenance | INS | Inspections | Y1 | 2025 | 18 | 2024 | 10 | REGULAR | ALL | 164 | Labor cost
DEV | MSTR | G11 | DEV-3 | 5.1.21.01 | Wallmounted Condensating Gas Boiler (40 - 10000 Power) | CV | 1 | 218 | Power | kW | 1982 | PM-MAI | PM | Preventative Maintenance | MAI | Maintenance | M3 | 2025 | 18 | 2024 | 10 | REGULAR | ALL | 1308 | Labor cost
DEV | MSTR | G11 | DEV-3 | 5.1.21.01 | Wallmounted Condensating Gas Boiler (40 - 10000 Power) | CV | 1 | 218 | Power | kW | 1982 | CM-MAI | CM | Corrective Maintenance | MAI | Maintenance | Y1 | 2025 | 18 | 2024 | 10 | REGULAR | ALL | 1592 | Labor cost
DEV | MSTR | G11 | DEV-4 | 5.3.20.05 | Sanitary Hot water piping (1 - 100 Length) | Warm water | 1 | 50 | Length | m1 | 1982 | PM-INS | PM | Preventative Maintenance | INS | Inspections | M6 | 2025 | 13 | 2024 | 10 | REGULAR | ALL | 450 | Labor cost
DEV | MSTR | G11 | DEV-4 | 5.3.20.05 | Sanitary Hot water piping (1 - 100 Length) | Warm water | 1 | 50 | Length | m1 | 1982 | CM-MAI | CM | Corrective Maintenance | MAI | Maintenance | Y1 | 2025 | 13 | 2024 | 10 | REGULAR | ALL | 257 | Labor cost
DEV | MSTR | G11 | DEV-5 | 5.6.10.85 | Buffer Vessel Hot Water Distribution (25 - 10000 Content) | Warmwatervat | 1 | 1200 | Content | L | 1982 | PM-INS | PM | Preventative Maintenance | INS | Inspections | M3 | 2025 | 3 | 2024 | 10 | REGULAR | ALL | 2057 | Labor cost
DEV | MSTR | G11 | DEV-5 | 5.6.10.85 | Buffer Vessel Hot Water Distribution (25 - 10000 Content) | Warmwatervat | 1 | 1200 | Content | L | 1982 | PM-MAI | PM | Preventative Maintenance | MAI | Maintenance | Y1 | 2025 | 3 | 2024 | 10 | REGULAR | ALL | 2057 | Labor cost
DEV | MSTR | G11 | DEV-5 | 5.6.10.85 | Buffer Vessel Hot Water Distribution (25 - 10000 Content) | Warmwatervat | 1 | 1200 | Content | L | 1982 | CM-MAI | CM | Corrective Maintenance | MAI | Maintenance | Y1 | 2025 | 3 | 2024 | 10 | REGULAR | ALL | 1278 | Labor cost
DEV | MSTR | G11 | DEV-6 | 5.1.22.01 | Wallmounted Condensating Boiler (40 - 10000 Power) | CV2 | 1 | 15 | Power | kW | 1982 | PM-INS | PM | Preventative Maintenance | INS | Inspections | M1 | 2025 | 18 | 2024 | 10 | REGULAR | ALL | 45 | Labor cost
DEV | MSTR | G11 | DEV-6 | 5.1.22.01 | Wallmounted Condensating Boiler (40 - 10000 Power) | CV2 | 1 | 15 | Power | kW | 1982 | PM-INS | PM | Preventative Maintenance | INS | Inspections | M6 | 2025 | 18 | 2024 | 10 | REGULAR | ALL | 11 | Labor cost
DEV | MSTR | G11 | DEV-6 | 5.1.22.01 | Wallmounted Condensating Boiler (40 - 10000 Power) | CV2 | 1 | 15 | Power | kW | 1982 | PM-INS | PM | Preventative Maintenance | INS | Inspections | Y1 | 2025 | 18 | 2024 | 10 | REGULAR | ALL | 11 | Labor cost
DEV | MSTR | G11 | DEV-6 | 5.1.22.01 | Wallmounted Condensating Boiler (40 - 10000 Power) | CV2 | 1 | 15 | Power | kW | 1982 | PM-MAI | PM | Preventative Maintenance | MAI | Maintenance | M6 | 2025 | 18 | 2024 | 10 | REGULAR | ALL | 23 | Labor cost
DEV | MSTR | G11 | DEV-6 | 5.1.22.01 | Wallmounted Condensating Boiler (40 - 10000 Power) | CV2 | 1 | 15 | Power | kW | 1982 | PM-MAI | PM | Preventative Maintenance | MAI | Maintenance | Y1 | 2025 | 18 | 2024 | 10 | REGULAR | ALL | 23 | Labor cost
DEV | MSTR | G11 | DEV-6 | 5.1.22.01 | Wallmounted Condensating Boiler (40 - 10000 Power) | CV2 | 1 | 15 | Power | kW | 1982 | CM-MAI | CM | Corrective Maintenance | MAI | Maintenance | Y1 | 2025 | 18 | 2024 | 10 | REGULAR | ALL | 48 | Labor cost
DEV | MSTR | G11 | DEV-7 | 5.1.22.01 | Wallmounted Condensating Boiler (40 - 10000 Power) | CV3 | 1 | 62 | Power | kW | 1982 | PM-INS | PM | Preventative Maintenance | INS | Inspections | M1 | 2025 | 18 | 2024 | 10 | REGULAR | ALL | 186 | Labor cost
DEV | MSTR | G11 | DEV-7 | 5.1.22.01 | Wallmounted Condensating Boiler (40 - 10000 Power) | CV3 | 1 | 62 | Power | kW | 1982 | PM-INS | PM | Preventative Maintenance | INS | Inspections | M6 | 2025 | 18 | 2024 | 10 | REGULAR | ALL | 47 | Labor cost
DEV | MSTR | G11 | DEV-7 | 5.1.22.01 | Wallmounted Condensating Boiler (40 - 10000 Power) | CV3 | 1 | 62 | Power | kW | 1982 | PM-INS | PM | Preventative Maintenance | INS | Inspections | Y1 | 2025 | 18 | 2024 | 10 | REGULAR | ALL | 47 | Labor cost
DEV | MSTR | G11 | DEV-7 | 5.1.22.01 | Wallmounted Condensating Boiler (40 - 10000 Power) | CV3 | 1 | 62 | Power | kW | 1982 | PM-MAI | PM | Preventative Maintenance | MAI | Maintenance | M6 | 2025 | 18 | 2024 | 10 | REGULAR | ALL | 93 | Labor cost
DEV | MSTR | G11 | DEV-7 | 5.1.22.01 | Wallmounted Condensating Boiler (40 - 10000 Power) | CV3 | 1 | 62 | Power | kW | 1982 | PM-MAI | PM | Preventative Maintenance | MAI | Maintenance | Y1 | 2025 | 18 | 2024 | 10 | REGULAR | ALL | 93 | Labor cost
DEV | MSTR | G11 | DEV-7 | 5.1.22.01 | Wallmounted Condensating Boiler (40 - 10000 Power) | CV3 | 1 | 62 | Power | kW | 1982 | CM-MAI | CM | Corrective Maintenance | MAI | Maintenance | Y1 | 2025 | 18 | 2024 | 10 | REGULAR | ALL | 198 | Labor cost
DEV | MSTR | G11 | DEV-8 | 6.3.41.44 | LED-Spot (GU10 - 230V) (1 - 100 Amount) | Verlichting | 60 | 1 | Amount | # of devices | 1982 | PM-INS | PM | Preventative Maintenance | INS | Inspections | M3 | 2025 | 13 | 2024 | 10 | REGULAR | ALL | 1200 | Labor cost
DEV | MSTR | G11 | DEV-8 | 6.3.41.44 | LED-Spot (GU10 - 230V) (1 - 100 Amount) | Verlichting | 60 | 1 | Amount | # of devices | 1982 | PM-INS | PM | Preventative Maintenance | INS | Inspections | Y1 | 2025 | 13 | 2024 | 10 | REGULAR | ALL | 1800 | Labor cost
DEV | MSTR | G11 | DEV-8 | 6.3.41.44 | LED-Spot (GU10 - 230V) (1 - 100 Amount) | Verlichting | 60 | 1 | Amount | # of devices | 1982 | PM-MAI | PM | Preventative Maintenance | MAI | Maintenance | Y1 | 2025 | 13 | 2024 | 10 | REGULAR | ALL | 350 | Labor cost
DEV | MSTR | G11 | DEV-8 | 6.3.41.44 | LED-Spot (GU10 - 230V) (1 - 100 Amount) | Verlichting | 60 | 1 | Amount | # of devices | 1982 | CM-MAI | CM | Corrective Maintenance | MAI | Maintenance | Y1 | 2025 | 13 | 2024 | 10 | REGULAR | ALL | 906 | Labor cost
DEV | MSTR | G11 | DEV-9 | 9.0.34.10 | Manual Roller Gate (1 - 500 Area) | Gate | 1 | 15 | Area | m2 | 1982 | PM-INS | PM | Preventative Maintenance | INS | Inspections | M1 | 2025 | 13 | 2024 | 10 | REGULAR | ALL | 150 | Labor cost
DEV | MSTR | G11 | DEV-9 | 9.0.34.10 | Manual Roller Gate (1 - 500 Area) | Gate | 1 | 15 | Area | m2 | 1982 | PM-INS | PM | Preventative Maintenance | INS | Inspections | Y1 | 2025 | 13 | 2024 | 10 | REGULAR | ALL | 90 | Labor cost
DEV | MSTR | G11 | DEV-9 | 9.0.34.10 | Manual Roller Gate (1 - 500 Area) | Gate | 1 | 15 | Area | m2 | 1982 | PM-MAI | PM | Preventative Maintenance | MAI | Maintenance | M3 | 2025 | 13 | 2024 | 10 | REGULAR | ALL | 100 | Labor cost
DEV | MSTR | G11 | DEV-1 | 5.7.12.15 | Ventilation hood (1 - 100 Area) | Ventilator | 1 | 1 | Area | m2 | 1982 | UC-FMC | UC | User Cost | FMC | Maintenance | W1 | 2026 | 19 | 2024 | 10 | REGULAR | ALL | 456 | Labor cost
DEV | MSTR | G11 | DEV-2 | 5.7.31.10 | Roof Extraction Unit (1000 - 150000 Flow rate) | Roof extraction Unit | 1 | 75500 | Flow rate | m3/h | 1982 | PM-INS | PM | Preventative Maintenance | INS | Inspections | M3 | 2026 | 14 | 2024 | 10 | REGULAR | ALL | 7047 | Labor cost
DEV | MSTR | G11 | DEV-2 | 5.7.31.10 | Roof Extraction Unit (1000 - 150000 Flow rate) | Roof extraction Unit | 1 | 75500 | Flow rate | m3/h | 1982 | PM-MAI | PM | Preventative Maintenance | MAI | Maintenance | Y1 | 2026 | 14 | 2024 | 10 | REGULAR | ALL | 7550 | Labor cost
DEV | MSTR | G11 | DEV-2 | 5.7.31.10 | Roof Extraction Unit (1000 - 150000 Flow rate) | Roof extraction Unit | 1 | 75500 | Flow rate | m3/h | 1982 | PM-MAI | PM | Preventative Maintenance | MAI | Maintenance | Y2 | 2026 | 14 | 2024 | 10 | REGULAR | ALL | 3523 | Labor cost
DEV | MSTR | G11 | DEV-2 | 5.7.31.10 | Roof Extraction Unit (1000 - 150000 Flow rate) | Roof extraction Unit | 1 | 75500 | Flow rate | m3/h | 1982 | CM-MAI | CM | Corrective Maintenance | MAI | Maintenance | Y1 | 2026 | 14 | 2024 | 10 | REGULAR | ALL | 10469 | Labor cost
DEV | MSTR | G11 | DEV-3 | 5.1.21.01 | Wallmounted Condensating Gas Boiler (40 - 10000 Power) | CV | 1 | 218 | Power | kW | 1982 | PM-INS | PM | Preventative Maintenance | INS | Inspections | M1 | 2026 | 19 | 2024 | 10 | REGULAR | ALL | 1962 | Labor cost
DEV | MSTR | G11 | DEV-3 | 5.1.21.01 | Wallmounted Condensating Gas Boiler (40 - 10000 Power) | CV | 1 | 218 | Power | kW | 1982 | PM-INS | PM | Preventative Maintenance | INS | Inspections | Y1 | 2026 | 19 | 2024 | 10 | REGULAR | ALL | 164 | Labor cost
DEV | MSTR | G11 | DEV-3 | 5.1.21.01 | Wallmounted Condensating Gas Boiler (40 - 10000 Power) | CV | 1 | 218 | Power | kW | 1982 | PM-MAI | PM | Preventative Maintenance | MAI | Maintenance | M3 | 2026 | 19 | 2024 | 10 | REGULAR | ALL | 1308 | Labor cost
DEV | MSTR | G11 | DEV-3 | 5.1.21.01 | Wallmounted Condensating Gas Boiler (40 - 10000 Power) | CV | 1 | 218 | Power | kW | 1982 | PM-MAI | PM | Preventative Maintenance | MAI | Maintenance | Y2 | 2026 | 19 | 2024 | 10 | REGULAR | ALL | 491 | Labor cost
DEV | MSTR | G11 | DEV-3 | 5.1.21.01 | Wallmounted Condensating Gas Boiler (40 - 10000 Power) | CV | 1 | 218 | Power | kW | 1982 | CM-MAI | CM | Corrective Maintenance | MAI | Maintenance | Y1 | 2026 | 19 | 2024 | 10 | REGULAR | ALL | 2012 | Labor cost
DEV | MSTR | G11 | DEV-4 | 5.3.20.05 | Sanitary Hot water piping (1 - 100 Length) | Warm water | 1 | 50 | Length | m1 | 1982 | PM-INS | PM | Preventative Maintenance | INS | Inspections | M6 | 2026 | 14 | 2024 | 10 | REGULAR | ALL | 450 | Labor cost
DEV | MSTR | G11 | DEV-4 | 5.3.20.05 | Sanitary Hot water piping (1 - 100 Length) | Warm water | 1 | 50 | Length | m1 | 1982 | CM-MAI | CM | Corrective Maintenance | MAI | Maintenance | Y1 | 2026 | 14 | 2024 | 10 | REGULAR | ALL | 264 | Labor cost
DEV | MSTR | G11 | DEV-5 | 5.6.10.85 | Buffer Vessel Hot Water Distribution (25 - 10000 Content) | Warmwatervat | 1 | 1200 | Content | L | 1982 | PM-INS | PM | Preventative Maintenance | INS | Inspections | M3 | 2026 | 4 | 2024 | 10 | REGULAR | ALL | 2057 | Labor cost
DEV | MSTR | G11 | DEV-5 | 5.6.10.85 | Buffer Vessel Hot Water Distribution (25 - 10000 Content) | Warmwatervat | 1 | 1200 | Content | L | 1982 | PM-MAI | PM | Preventative Maintenance | MAI | Maintenance | Y1 | 2026 | 4 | 2024 | 10 | REGULAR | ALL | 2057 | Labor cost
DEV | MSTR | G11 | DEV-5 | 5.6.10.85 | Buffer Vessel Hot Water Distribution (25 - 10000 Content) | Warmwatervat | 1 | 1200 | Content | L | 1982 | PM-MAI | PM | Preventative Maintenance | MAI | Maintenance | Y2 | 2026 | 4 | 2024 | 10 | REGULAR | ALL | 1029 | Labor cost
DEV | MSTR | G11 | DEV-5 | 5.6.10.85 | Buffer Vessel Hot Water Distribution (25 - 10000 Content) | Warmwatervat | 1 | 1200 | Content | L | 1982 | PM-MAI | PM | Preventative Maintenance | MAI | Maintenance | Y2 | 2026 | 4 | 2024 | 10 | REGULAR | ALL | 3086 | Labor cost
DEV | MSTR | G11 | DEV-5 | 5.6.10.85 | Buffer Vessel Hot Water Distribution (25 - 10000 Content) | Warmwatervat | 1 | 1200 | Content | L | 1982 | CM-MAI | CM | Corrective Maintenance | MAI | Maintenance | Y1 | 2026 | 4 | 2024 | 10 | REGULAR | ALL | 2694 | Labor cost
DEV | MSTR | G11 | DEV-6 | 5.1.22.01 | Wallmounted Condensating Boiler (40 - 10000 Power) | CV2 | 1 | 15 | Power | kW | 1982 | PM-INS | PM | Preventative Maintenance | INS | Inspections | M1 | 2026 | 19 | 2024 | 10 | REGULAR | ALL | 45 | Labor cost
DEV | MSTR | G11 | DEV-6 | 5.1.22.01 | Wallmounted Condensating Boiler (40 - 10000 Power) | CV2 | 1 | 15 | Power | kW | 1982 | PM-INS | PM | Preventative Maintenance | INS | Inspections | M6 | 2026 | 19 | 2024 | 10 | REGULAR | ALL | 11 | Labor cost
DEV | MSTR | G11 | DEV-6 | 5.1.22.01 | Wallmounted Condensating Boiler (40 - 10000 Power) | CV2 | 1 | 15 | Power | kW | 1982 | PM-INS | PM | Preventative Maintenance | INS | Inspections | Y1 | 2026 | 19 | 2024 | 10 | REGULAR | ALL | 11 | Labor cost
DEV | MSTR | G11 | DEV-6 | 5.1.22.01 | Wallmounted Condensating Boiler (40 - 10000 Power) | CV2 | 1 | 15 | Power | kW | 1982 | PM-MAI | PM | Preventative Maintenance | MAI | Maintenance | M6 | 2026 | 19 | 2024 | 10 | REGULAR | ALL | 23 | Labor cost
DEV | MSTR | G11 | DEV-6 | 5.1.22.01 | Wallmounted Condensating Boiler (40 - 10000 Power) | CV2 | 1 | 15 | Power | kW | 1982 | PM-MAI | PM | Preventative Maintenance | MAI | Maintenance | Y1 | 2026 | 19 | 2024 | 10 | REGULAR | ALL | 23 | Labor cost
DEV | MSTR | G11 | DEV-6 | 5.1.22.01 | Wallmounted Condensating Boiler (40 - 10000 Power) | CV2 | 1 | 15 | Power | kW | 1982 | CM-MAI | CM | Corrective Maintenance | MAI | Maintenance | Y1 | 2026 | 19 | 2024 | 10 | REGULAR | ALL | 50 | Labor cost
DEV | MSTR | G11 | DEV-7 | 5.1.22.01 | Wallmounted Condensating Boiler (40 - 10000 Power) | CV3 | 1 | 62 | Power | kW | 1982 | PM-INS | PM | Preventative Maintenance | INS | Inspections | M1 | 2026 | 19 | 2024 | 10 | REGULAR | ALL | 186 | Labor cost
DEV | MSTR | G11 | DEV-7 | 5.1.22.01 | Wallmounted Condensating Boiler (40 - 10000 Power) | CV3 | 1 | 62 | Power | kW | 1982 | PM-INS | PM | Preventative Maintenance | INS | Inspections | M6 | 2026 | 19 | 2024 | 10 | REGULAR | ALL | 47 | Labor cost
DEV | MSTR | G11 | DEV-7 | 5.1.22.01 | Wallmounted Condensating Boiler (40 - 10000 Power) | CV3 | 1 | 62 | Power | kW | 1982 | PM-INS | PM | Preventative Maintenance | INS | Inspections | Y1 | 2026 | 19 | 2024 | 10 | REGULAR | ALL | 47 | Labor cost
DEV | MSTR | G11 | DEV-7 | 5.1.22.01 | Wallmounted Condensating Boiler (40 - 10000 Power) | CV3 | 1 | 62 | Power | kW | 1982 | PM-MAI | PM | Preventative Maintenance | MAI | Maintenance | M6 | 2026 | 19 | 2024 | 10 | REGULAR | ALL | 93 | Labor cost
DEV | MSTR | G11 | DEV-7 | 5.1.22.01 | Wallmounted Condensating Boiler (40 - 10000 Power) | CV3 | 1 | 62 | Power | kW | 1982 | PM-MAI | PM | Preventative Maintenance | MAI | Maintenance | Y1 | 2026 | 19 | 2024 | 10 | REGULAR | ALL | 93 | Labor cost
DEV | MSTR | G11 | DEV-7 | 5.1.22.01 | Wallmounted Condensating Boiler (40 - 10000 Power) | CV3 | 1 | 62 | Power | kW | 1982 | CM-MAI | CM | Corrective Maintenance | MAI | Maintenance | Y1 | 2026 | 19 | 2024 | 10 | REGULAR | ALL | 209 | Labor cost
DEV | MSTR | G11 | DEV-8 | 6.3.41.44 | LED-Spot (GU10 - 230V) (1 - 100 Amount) | Verlichting | 60 | 1 | Amount | # of devices | 1982 | PM-INS | PM | Preventative Maintenance | INS | Inspections | M3 | 2026 | 14 | 2024 | 10 | REGULAR | ALL | 1200 | Labor cost
DEV | MSTR | G11 | DEV-8 | 6.3.41.44 | LED-Spot (GU10 - 230V) (1 - 100 Amount) | Verlichting | 60 | 1 | Amount | # of devices | 1982 | PM-INS | PM | Preventative Maintenance | INS | Inspections | Y1 | 2026 | 14 | 2024 | 10 | REGULAR | ALL | 1800 | Labor cost
DEV | MSTR | G11 | DEV-8 | 6.3.41.44 | LED-Spot (GU10 - 230V) (1 - 100 Amount) | Verlichting | 60 | 1 | Amount | # of devices | 1982 | PM-MAI | PM | Preventative Maintenance | MAI | Maintenance | Y1 | 2026 | 14 | 2024 | 10 | REGULAR | ALL | 350 | Labor cost
DEV | MSTR | G11 | DEV-8 | 6.3.41.44 | LED-Spot (GU10 - 230V) (1 - 100 Amount) | Verlichting | 60 | 1 | Amount | # of devices | 1982 | PM-MAI | PM | Preventative Maintenance | MAI | Maintenance | Y2 | 2026 | 14 | 2024 | 10 | REGULAR | ALL | 175 | Labor cost
DEV | MSTR | G11 | DEV-8 | 6.3.41.44 | LED-Spot (GU10 - 230V) (1 - 100 Amount) | Verlichting | 60 | 1 | Amount | # of devices | 1982 | CM-MAI | CM | Corrective Maintenance | MAI | Maintenance | Y1 | 2026 | 14 | 2024 | 10 | REGULAR | ALL | 1114 | Labor cost
DEV | MSTR | G11 | DEV-9 | 9.0.34.10 | Manual Roller Gate (1 - 500 Area) | Gate | 1 | 15 | Area | m2 | 1982 | PM-INS | PM | Preventative Maintenance | INS | Inspections | M1 | 2026 | 14 | 2024 | 10 | REGULAR | ALL | 150 | Labor cost
DEV | MSTR | G11 | DEV-9 | 9.0.34.10 | Manual Roller Gate (1 - 500 Area) | Gate | 1 | 15 | Area | m2 | 1982 | PM-INS | PM | Preventative Maintenance | INS | Inspections | Y1 | 2026 | 14 | 2024 | 10 | REGULAR | ALL | 90 | Labor cost
DEV | MSTR | G11 | DEV-9 | 9.0.34.10 | Manual Roller Gate (1 - 500 Area) | Gate | 1 | 15 | Area | m2 | 1982 | PM-MAI | PM | Preventative Maintenance | MAI | Maintenance | M3 | 2026 | 14 | 2024 | 10 | REGULAR | ALL | 100 | Labor cost
DEV | MSTR | G11 | DEV-9 | 9.0.34.10 | Manual Roller Gate (1 - 500 Area) | Gate | 1 | 15 | Area | m2 | 1982 | CM-MAI | CM | Corrective Maintenance | MAI | Maintenance | Y1 | 2026 | 14 | 2024 | 10 | REGULAR | ALL | 128 | Labor cost
DEV | MSTR | G11 | DEV-10 | 3.1.31.00 | Manual Swing Doors General (1 - 120 Area) | Zwaaideuren | 2 | 2 | Area | m2 | 1982 | PM-INS | PM | Preventative Maintenance | INS | Inspections | M1 | 2026 | 8 | 2024 | 10 | REGULAR | ALL | 200 | Labor cost
DEV | MSTR | G11 | DEV-10 | 3.1.31.00 | Manual Swing Doors General (1 - 120 Area) | Zwaaideuren | 2 | 2 | Area | m2 | 1982 | PM-INS | PM | Preventative Maintenance | INS | Inspections | W2 | 2026 | 8 | 2024 | 10 | REGULAR | ALL | 217 | Labor cost
DEV | MSTR | G11 | DEV-10 | 3.1.31.00 | Manual Swing Doors General (1 - 120 Area) | Zwaaideuren | 2 | 2 | Area | m2 | 1982 | PM-MAI | PM | Preventative Maintenance | MAI | Maintenance | Y1 | 2026 | 8 | 2024 | 10 | REGULAR | ALL | 120 | Labor cost
DEV | MSTR | G11 | DEV-10 | 3.1.31.00 | Manual Swing Doors General (1 - 120 Area) | Zwaaideuren | 2 | 2 | Area | m2 | 1982 | PM-MAI | PM | Preventative Maintenance | MAI | Maintenance | Y2 | 2026 | 8 | 2024 | 10 | REGULAR | ALL | 25 | Labor cost
DEV | MSTR | G11 | DEV-10 | 3.1.31.00 | Manual Swing Doors General (1 - 120 Area) | Zwaaideuren | 2 | 2 | Area | m2 | 1982 | CM-MAI | CM | Corrective Maintenance | MAI | Maintenance | Y1 | 2026 | 8 | 2024 | 10 | REGULAR | ALL | 152 | Labor cost
DEV | MSTR | G11 | DEV-11 | 2.1.12.01 | Cavity Walls (not insulated) (1 - 100000 Area) | Buitenmuren | 4 | 200 | Area | m2 | 1982 | PM-INS | PM | Preventative Maintenance | INS | Inspections | Y1 | 2026 | 44 | 2024 | 10 | REGULAR | ALL | 80 | Labor cost
DEV | MSTR | G11 | DEV-11 | 2.1.12.01 | Cavity Walls (not insulated) (1 - 100000 Area) | Buitenmuren | 4 | 200 | Area | m2 | 1982 | PM-MAI | PM | Preventative Maintenance | MAI | Maintenance | M6 | 2026 | 44 | 2024 | 10 | REGULAR | ALL | 384 | Labor cost
DEV | MSTR | G11 | DEV-11 | 2.1.12.01 | Cavity Walls (not insulated) (1 - 100000 Area) | Buitenmuren | 4 | 200 | Area | m2 | 1982 | CM-MAI | CM | Corrective Maintenance | MAI | Maintenance | Y1 | 2026 | 44 | 2024 | 10 | REGULAR | ALL | 233 | Labor cost
DEV | MSTR | G11 | DEV-13 | 2.3.11.00 | Concrete Floor (non insulated) (1 - 25000 Area) | Vloer | 1 | 200 | Area | m2 | 1982 | PM-INS | PM | Preventative Maintenance | INS | Inspections | M1 | 2026 | 44 | 2024 | 10 | REGULAR | ALL | 144 | Labor cost
DEV | MSTR | G11 | DEV-13 | 2.3.11.00 | Concrete Floor (non insulated) (1 - 25000 Area) | Vloer | 1 | 200 | Area | m2 | 1982 | PM-MAI | PM | Preventative Maintenance | MAI | Maintenance | Y1 | 2026 | 44 | 2024 | 10 | REGULAR | ALL | 36 | Labor cost
DEV | MSTR | G11 | DEV-13 | 2.3.11.00 | Concrete Floor (non insulated) (1 - 25000 Area) | Vloer | 1 | 200 | Area | m2 | 1982 | PM-MAI | PM | Preventative Maintenance | MAI | Maintenance | Y2 | 2026 | 44 | 2024 | 10 | REGULAR | ALL | 96 | Labor cost
DEV | MSTR | G11 | DEV-13 | 2.3.11.00 | Concrete Floor (non insulated) (1 - 25000 Area) | Vloer | 1 | 200 | Area | m2 | 1982 | UC-FMC | UC | User Cost | FMC | Maintenance | W1 | 2026 | 44 | 2024 | 10 | REGULAR | ALL | 730 | Labor cost
DEV | MSTR | G11 | DEV-13 | 2.3.11.00 | Concrete Floor (non insulated) (1 - 25000 Area) | Vloer | 1 | 200 | Area | m2 | 1982 | CM-MAI | CM | Corrective Maintenance | MAI | Maintenance | Y1 | 2026 | 44 | 2024 | 10 | REGULAR | ALL | 280 | Labor cost
DEV | MSTR | G11 | DEV-14 | 2.7.11.85 |  | Daktrim | 4 | 75 | Length | m1 | 1982 | PM-INS | PM | Preventative Maintenance | INS | Inspections | Y2 | 2026 | 14 | 2024 | 10 | REGULAR | ALL | 30 | Labor cost
DEV | MSTR | G11 | DEV-14 | 2.7.11.85 |  | Daktrim | 4 | 75 | Length | m1 | 1982 | CM-MAI | CM | Corrective Maintenance | MAI | Maintenance | Y1 | 2026 | 14 | 2024 | 10 | REGULAR | ALL | 8 | Labor cost
DEV | MSTR | G11 | DEV-15 | 2.8.11.05 | Plinth | plinten | 4 | 75 | Length | m1 | 1982 | PM-INS | PM | Preventative Maintenance | INS | Inspections | Y2 | 2026 | 44 | 2024 | 10 | REGULAR | ALL | 2500 | Labor cost
DEV | MSTR | G11 | DEV-15 | 2.8.11.05 | Plinth | plinten | 4 | 75 | Length | m1 | 1982 | PM-MAI | PM | Preventative Maintenance | MAI | Maintenance | M1 | 2026 | 44 | 2024 | 10 | REGULAR | ALL | 3000 | Labor cost
DEV | MSTR | G11 | DEV-15 | 2.8.11.05 | Plinth | plinten | 4 | 75 | Length | m1 | 1982 | CM-MAI | CM | Corrective Maintenance | MAI | Maintenance | Y1 | 2026 | 44 | 2024 | 10 | REGULAR | ALL | 3178 | Labor cost
DEV | abc | def | DEV-16 | 5.1.21.00 | Wallmounted Gas Boiler | Wallmounted Gas Boiler | 1 | 900 | - | kW | 2021 | PM-INS | PM | Preventative Maintenance | INS | Inspections | M1 | 2026 | 5 | 2024 | 10 | REGULAR | ALL | 3375 | Labor cost
DEV | abc | def | DEV-16 | 5.1.21.00 | Wallmounted Gas Boiler | Wallmounted Gas Boiler | 1 | 900 | - | kW | 2021 | PM-INS | PM | Preventative Maintenance | INS | Inspections | M3 | 2026 | 5 | 2024 | 10 | REGULAR | ALL | 1800 | Labor cost
DEV | abc | def | DEV-16 | 5.1.21.00 | Wallmounted Gas Boiler | Wallmounted Gas Boiler | 1 | 900 | - | kW | 2021 | PM-INS | PM | Preventative Maintenance | INS | Inspections | Y1 | 2026 | 5 | 2024 | 10 | REGULAR | ALL | 1013 | Labor cost
DEV | abc | def | DEV-16 | 5.1.21.00 | Wallmounted Gas Boiler | Wallmounted Gas Boiler | 1 | 900 | - | kW | 2021 | CM-MAI | CM | Corrective Maintenance | MAI | Maintenance | Y1 | 2026 | 5 | 2024 | 10 | REGULAR | ALL | 1392 | Labor cost
DEV | MSTR | G11 | DEV-1 | 5.7.12.15 | Ventilation hood (1 - 100 Area) | Ventilator | 1 | 1 | Area | m2 | 1982 | UC-FMC | UC | User Cost | FMC | Maintenance | W1 | 2027 | 20 | 2024 | 10 | REGULAR | ALL | 456 | Labor cost
DEV | MSTR | G11 | DEV-2 | 5.7.31.10 | Roof Extraction Unit (1000 - 150000 Flow rate) | Roof extraction Unit | 1 | 75500 | Flow rate | m3/h | 1982 | LC-EOL | LC | Life Cycle | EOL | End of Life | Y15 | 2027 | 0 | 2024 | 10 | REGULAR | ALL | 2947 | Labor cost
DEV | MSTR | G11 | DEV-3 | 5.1.21.01 | Wallmounted Condensating Gas Boiler (40 - 10000 Power) | CV | 1 | 218 | Power | kW | 1982 | PM-INS | PM | Preventative Maintenance | INS | Inspections | M1 | 2027 | 20 | 2024 | 10 | REGULAR | ALL | 1962 | Labor cost
DEV | MSTR | G11 | DEV-3 | 5.1.21.01 | Wallmounted Condensating Gas Boiler (40 - 10000 Power) | CV | 1 | 218 | Power | kW | 1982 | PM-INS | PM | Preventative Maintenance | INS | Inspections | Y1 | 2027 | 20 | 2024 | 10 | REGULAR | ALL | 164 | Labor cost
DEV | MSTR | G11 | DEV-3 | 5.1.21.01 | Wallmounted Condensating Gas Boiler (40 - 10000 Power) | CV | 1 | 218 | Power | kW | 1982 | PM-MAI | PM | Preventative Maintenance | MAI | Maintenance | M3 | 2027 | 20 | 2024 | 10 | REGULAR | ALL | 1308 | Labor cost
DEV | MSTR | G11 | DEV-3 | 5.1.21.01 | Wallmounted Condensating Gas Boiler (40 - 10000 Power) | CV | 1 | 218 | Power | kW | 1982 | CM-MAI | CM | Corrective Maintenance | MAI | Maintenance | Y1 | 2027 | 20 | 2024 | 10 | REGULAR | ALL | 1769 | Labor cost
DEV | MSTR | G11 | DEV-4 | 5.3.20.05 | Sanitary Hot water piping (1 - 100 Length) | Warm water | 1 | 50 | Length | m1 | 1982 | PM-INS | PM | Preventative Maintenance | INS | Inspections | M6 | 2027 | 15 | 2024 | 10 | REGULAR | ALL | 450 | Labor cost
DEV | MSTR | G11 | DEV-4 | 5.3.20.05 | Sanitary Hot water piping (1 - 100 Length) | Warm water | 1 | 50 | Length | m1 | 1982 | CM-MAI | CM | Corrective Maintenance | MAI | Maintenance | Y1 | 2027 | 15 | 2024 | 10 | REGULAR | ALL | 271 | Labor cost
DEV | MSTR | G11 | DEV-5 | 5.6.10.85 | Buffer Vessel Hot Water Distribution (25 - 10000 Content) | Warmwatervat | 1 | 1200 | Content | L | 1982 | PM-INS | PM | Preventative Maintenance | INS | Inspections | M3 | 2027 | 5 | 2024 | 10 | REGULAR | ALL | 2057 | Labor cost
DEV | MSTR | G11 | DEV-5 | 5.6.10.85 | Buffer Vessel Hot Water Distribution (25 - 10000 Content) | Warmwatervat | 1 | 1200 | Content | L | 1982 | PM-MAI | PM | Preventative Maintenance | MAI | Maintenance | Y1 | 2027 | 5 | 2024 | 10 | REGULAR | ALL | 2057 | Labor cost
DEV | MSTR | G11 | DEV-5 | 5.6.10.85 | Buffer Vessel Hot Water Distribution (25 - 10000 Content) | Warmwatervat | 1 | 1200 | Content | L | 1982 | CM-MAI | CM | Corrective Maintenance | MAI | Maintenance | Y1 | 2027 | 5 | 2024 | 10 | REGULAR | ALL | 1776 | Labor cost
DEV | MSTR | G11 | DEV-6 | 5.1.22.01 | Wallmounted Condensating Boiler (40 - 10000 Power) | CV2 | 1 | 15 | Power | kW | 1982 | PM-INS | PM | Preventative Maintenance | INS | Inspections | M1 | 2027 | 20 | 2024 | 10 | REGULAR | ALL | 45 | Labor cost
DEV | MSTR | G11 | DEV-6 | 5.1.22.01 | Wallmounted Condensating Boiler (40 - 10000 Power) | CV2 | 1 | 15 | Power | kW | 1982 | PM-INS | PM | Preventative Maintenance | INS | Inspections | M6 | 2027 | 20 | 2024 | 10 | REGULAR | ALL | 11 | Labor cost
DEV | MSTR | G11 | DEV-6 | 5.1.22.01 | Wallmounted Condensating Boiler (40 - 10000 Power) | CV2 | 1 | 15 | Power | kW | 1982 | PM-INS | PM | Preventative Maintenance | INS | Inspections | Y1 | 2027 | 20 | 2024 | 10 | REGULAR | ALL | 11 | Labor cost
DEV | MSTR | G11 | DEV-6 | 5.1.22.01 | Wallmounted Condensating Boiler (40 - 10000 Power) | CV2 | 1 | 15 | Power | kW | 1982 | PM-MAI | PM | Preventative Maintenance | MAI | Maintenance | M6 | 2027 | 20 | 2024 | 10 | REGULAR | ALL | 23 | Labor cost
DEV | MSTR | G11 | DEV-6 | 5.1.22.01 | Wallmounted Condensating Boiler (40 - 10000 Power) | CV2 | 1 | 15 | Power | kW | 1982 | PM-MAI | PM | Preventative Maintenance | MAI | Maintenance | Y1 | 2027 | 20 | 2024 | 10 | REGULAR | ALL | 23 | Labor cost
DEV | MSTR | G11 | DEV-6 | 5.1.22.01 | Wallmounted Condensating Boiler (40 - 10000 Power) | CV2 | 1 | 15 | Power | kW | 1982 | CM-MAI | CM | Corrective Maintenance | MAI | Maintenance | Y1 | 2027 | 20 | 2024 | 10 | REGULAR | ALL | 53 | Labor cost
DEV | MSTR | G11 | DEV-7 | 5.1.22.01 | Wallmounted Condensating Boiler (40 - 10000 Power) | CV3 | 1 | 62 | Power | kW | 1982 | PM-INS | PM | Preventative Maintenance | INS | Inspections | M1 | 2027 | 20 | 2024 | 10 | REGULAR | ALL | 186 | Labor cost
DEV | MSTR | G11 | DEV-7 | 5.1.22.01 | Wallmounted Condensating Boiler (40 - 10000 Power) | CV3 | 1 | 62 | Power | kW | 1982 | PM-INS | PM | Preventative Maintenance | INS | Inspections | M6 | 2027 | 20 | 2024 | 10 | REGULAR | ALL | 47 | Labor cost
DEV | MSTR | G11 | DEV-7 | 5.1.22.01 | Wallmounted Condensating Boiler (40 - 10000 Power) | CV3 | 1 | 62 | Power | kW | 1982 | PM-INS | PM | Preventative Maintenance | INS | Inspections | Y1 | 2027 | 20 | 2024 | 10 | REGULAR | ALL | 47 | Labor cost
DEV | MSTR | G11 | DEV-7 | 5.1.22.01 | Wallmounted Condensating Boiler (40 - 10000 Power) | CV3 | 1 | 62 | Power | kW | 1982 | PM-MAI | PM | Preventative Maintenance | MAI | Maintenance | M6 | 2027 | 20 | 2024 | 10 | REGULAR | ALL | 93 | Labor cost
DEV | MSTR | G11 | DEV-7 | 5.1.22.01 | Wallmounted Condensating Boiler (40 - 10000 Power) | CV3 | 1 | 62 | Power | kW | 1982 | PM-MAI | PM | Preventative Maintenance | MAI | Maintenance | Y1 | 2027 | 20 | 2024 | 10 | REGULAR | ALL | 93 | Labor cost
DEV | MSTR | G11 | DEV-7 | 5.1.22.01 | Wallmounted Condensating Boiler (40 - 10000 Power) | CV3 | 1 | 62 | Power | kW | 1982 | CM-MAI | CM | Corrective Maintenance | MAI | Maintenance | Y1 | 2027 | 20 | 2024 | 10 | REGULAR | ALL | 220 | Labor cost
DEV | MSTR | G11 | DEV-8 | 6.3.41.44 | LED-Spot (GU10 - 230V) (1 - 100 Amount) | Verlichting | 60 | 1 | Amount | # of devices | 1982 | PM-INS | PM | Preventative Maintenance | INS | Inspections | M3 | 2027 | 15 | 2024 | 10 | REGULAR | ALL | 1200 | Labor cost
DEV | MSTR | G11 | DEV-8 | 6.3.41.44 | LED-Spot (GU10 - 230V) (1 - 100 Amount) | Verlichting | 60 | 1 | Amount | # of devices | 1982 | PM-INS | PM | Preventative Maintenance | INS | Inspections | Y1 | 2027 | 15 | 2024 | 10 | REGULAR | ALL | 1800 | Labor cost
DEV | MSTR | G11 | DEV-8 | 6.3.41.44 | LED-Spot (GU10 - 230V) (1 - 100 Amount) | Verlichting | 60 | 1 | Amount | # of devices | 1982 | PM-MAI | PM | Preventative Maintenance | MAI | Maintenance | Y1 | 2027 | 15 | 2024 | 10 | REGULAR | ALL | 350 | Labor cost
DEV | MSTR | G11 | DEV-8 | 6.3.41.44 | LED-Spot (GU10 - 230V) (1 - 100 Amount) | Verlichting | 60 | 1 | Amount | # of devices | 1982 | CM-MAI | CM | Corrective Maintenance | MAI | Maintenance | Y1 | 2027 | 15 | 2024 | 10 | REGULAR | ALL | 957 | Labor cost
DEV | MSTR | G11 | DEV-9 | 9.0.34.10 | Manual Roller Gate (1 - 500 Area) | Gate | 1 | 15 | Area | m2 | 1982 | PM-INS | PM | Preventative Maintenance | INS | Inspections | M1 | 2027 | 15 | 2024 | 10 | REGULAR | ALL | 150 | Labor cost
DEV | MSTR | G11 | DEV-9 | 9.0.34.10 | Manual Roller Gate (1 - 500 Area) | Gate | 1 | 15 | Area | m2 | 1982 | PM-INS | PM | Preventative Maintenance | INS | Inspections | Y1 | 2027 | 15 | 2024 | 10 | REGULAR | ALL | 90 | Labor cost
DEV | MSTR | G11 | DEV-9 | 9.0.34.10 | Manual Roller Gate (1 - 500 Area) | Gate | 1 | 15 | Area | m2 | 1982 | PM-MAI | PM | Preventative Maintenance | MAI | Maintenance | M3 | 2027 | 15 | 2024 | 10 | REGULAR | ALL | 100 | Labor cost
DEV | MSTR | G11 | DEV-9 | 9.0.34.10 | Manual Roller Gate (1 - 500 Area) | Gate | 1 | 15 | Area | m2 | 1982 | CM-MAI | CM | Corrective Maintenance | MAI | Maintenance | Y1 | 2027 | 15 | 2024 | 10 | REGULAR | ALL | 131 | Labor cost
DEV | MSTR | G11 | DEV-10 | 3.1.31.00 | Manual Swing Doors General (1 - 120 Area) | Zwaaideuren | 2 | 2 | Area | m2 | 1982 | PM-INS | PM | Preventative Maintenance | INS | Inspections | M1 | 2027 | 9 | 2024 | 10 | REGULAR | ALL | 200 | Labor cost
DEV | MSTR | G11 | DEV-10 | 3.1.31.00 | Manual Swing Doors General (1 - 120 Area) | Zwaaideuren | 2 | 2 | Area | m2 | 1982 | PM-INS | PM | Preventative Maintenance | INS | Inspections | W2 | 2027 | 9 | 2024 | 10 | REGULAR | ALL | 217 | Labor cost
DEV | MSTR | G11 | DEV-10 | 3.1.31.00 | Manual Swing Doors General (1 - 120 Area) | Zwaaideuren | 2 | 2 | Area | m2 | 1982 | PM-MAI | PM | Preventative Maintenance | MAI | Maintenance | Y1 | 2027 | 9 | 2024 | 10 | REGULAR | ALL | 120 | Labor cost
DEV | MSTR | G11 | DEV-10 | 3.1.31.00 | Manual Swing Doors General (1 - 120 Area) | Zwaaideuren | 2 | 2 | Area | m2 | 1982 | CM-MAI | CM | Corrective Maintenance | MAI | Maintenance | Y1 | 2027 | 9 | 2024 | 10 | REGULAR | ALL | 146 | Labor cost
DEV | MSTR | G11 | DEV-11 | 2.1.12.01 | Cavity Walls (not insulated) (1 - 100000 Area) | Buitenmuren | 4 | 200 | Area | m2 | 1982 | PM-INS | PM | Preventative Maintenance | INS | Inspections | Y1 | 2027 | 45 | 2024 | 10 | REGULAR | ALL | 80 | Labor cost
DEV | MSTR | G11 | DEV-11 | 2.1.12.01 | Cavity Walls (not insulated) (1 - 100000 Area) | Buitenmuren | 4 | 200 | Area | m2 | 1982 | PM-MAI | PM | Preventative Maintenance | MAI | Maintenance | M6 | 2027 | 45 | 2024 | 10 | REGULAR | ALL | 384 | Labor cost
DEV | MSTR | G11 | DEV-11 | 2.1.12.01 | Cavity Walls (not insulated) (1 - 100000 Area) | Buitenmuren | 4 | 200 | Area | m2 | 1982 | CM-MAI | CM | Corrective Maintenance | MAI | Maintenance | Y1 | 2027 | 45 | 2024 | 10 | REGULAR | ALL | 239 | Labor cost
DEV | MSTR | G11 | DEV-13 | 2.3.11.00 | Concrete Floor (non insulated) (1 - 25000 Area) | Vloer | 1 | 200 | Area | m2 | 1982 | PM-INS | PM | Preventative Maintenance | INS | Inspections | M1 | 2027 | 45 | 2024 | 10 | REGULAR | ALL | 144 | Labor cost
DEV | MSTR | G11 | DEV-13 | 2.3.11.00 | Concrete Floor (non insulated) (1 - 25000 Area) | Vloer | 1 | 200 | Area | m2 | 1982 | PM-MAI | PM | Preventative Maintenance | MAI | Maintenance | Y1 | 2027 | 45 | 2024 | 10 | REGULAR | ALL | 36 | Labor cost
DEV | MSTR | G11 | DEV-13 | 2.3.11.00 | Concrete Floor (non insulated) (1 - 25000 Area) | Vloer | 1 | 200 | Area | m2 | 1982 | UC-FMC | UC | User Cost | FMC | Maintenance | W1 | 2027 | 45 | 2024 | 10 | REGULAR | ALL | 730 | Labor cost
DEV | MSTR | G11 | DEV-13 | 2.3.11.00 | Concrete Floor (non insulated) (1 - 25000 Area) | Vloer | 1 | 200 | Area | m2 | 1982 | CM-MAI | CM | Corrective Maintenance | MAI | Maintenance | Y1 | 2027 | 45 | 2024 | 10 | REGULAR | ALL | 195 | Labor cost
DEV | MSTR | G11 | DEV-15 | 2.8.11.05 | Plinth | plinten | 4 | 75 | Length | m1 | 1982 | PM-MAI | PM | Preventative Maintenance | MAI | Maintenance | M1 | 2027 | 45 | 2024 | 10 | REGULAR | ALL | 3000 | Labor cost
DEV | MSTR | G11 | DEV-15 | 2.8.11.05 | Plinth | plinten | 4 | 75 | Length | m1 | 1982 | CM-MAI | CM | Corrective Maintenance | MAI | Maintenance | Y1 | 2027 | 45 | 2024 | 10 | REGULAR | ALL | 2357 | Labor cost
DEV | abc | def | DEV-16 | 5.1.21.00 | Wallmounted Gas Boiler | Wallmounted Gas Boiler | 1 | 900 | - | kW | 2021 | PM-INS | PM | Preventative Maintenance | INS | Inspections | M1 | 2027 | 6 | 2024 | 10 | REGULAR | ALL | 3375 | Labor cost
DEV | abc | def | DEV-16 | 5.1.21.00 | Wallmounted Gas Boiler | Wallmounted Gas Boiler | 1 | 900 | - | kW | 2021 | PM-INS | PM | Preventative Maintenance | INS | Inspections | M3 | 2027 | 6 | 2024 | 10 | REGULAR | ALL | 1800 | Labor cost
DEV | abc | def | DEV-16 | 5.1.21.00 | Wallmounted Gas Boiler | Wallmounted Gas Boiler | 1 | 900 | - | kW | 2021 | PM-INS | PM | Preventative Maintenance | INS | Inspections | Y1 | 2027 | 6 | 2024 | 10 | REGULAR | ALL | 1013 | Labor cost
DEV | abc | def | DEV-16 | 5.1.21.00 | Wallmounted Gas Boiler | Wallmounted Gas Boiler | 1 | 900 | - | kW | 2021 | PM-MAI | PM | Preventative Maintenance | MAI | Maintenance | Y2 | 2027 | 6 | 2024 | 10 | REGULAR | ALL | 1350 | Labor cost
DEV | abc | def | DEV-16 | 5.1.21.00 | Wallmounted Gas Boiler | Wallmounted Gas Boiler | 1 | 900 | - | kW | 2021 | CM-MAI | CM | Corrective Maintenance | MAI | Maintenance | Y1 | 2027 | 6 | 2024 | 10 | REGULAR | ALL | 1808 | Labor cost
DEV | MSTR | G11 | DEV-1 | 5.7.12.15 | Ventilation hood (1 - 100 Area) | Ventilator | 1 | 1 | Area | m2 | 1982 | UC-FMC | UC | User Cost | FMC | Maintenance | W1 | 2028 | 21 | 2024 | 10 | REGULAR | ALL | 456 | Labor cost
DEV | MSTR | G11 | DEV-3 | 5.1.21.01 | Wallmounted Condensating Gas Boiler (40 - 10000 Power) | CV | 1 | 218 | Power | kW | 1982 | PM-INS | PM | Preventative Maintenance | INS | Inspections | M1 | 2028 | 21 | 2024 | 10 | REGULAR | ALL | 1962 | Labor cost
DEV | MSTR | G11 | DEV-3 | 5.1.21.01 | Wallmounted Condensating Gas Boiler (40 - 10000 Power) | CV | 1 | 218 | Power | kW | 1982 | PM-INS | PM | Preventative Maintenance | INS | Inspections | Y1 | 2028 | 21 | 2024 | 10 | REGULAR | ALL | 164 | Labor cost
DEV | MSTR | G11 | DEV-3 | 5.1.21.01 | Wallmounted Condensating Gas Boiler (40 - 10000 Power) | CV | 1 | 218 | Power | kW | 1982 | PM-MAI | PM | Preventative Maintenance | MAI | Maintenance | M3 | 2028 | 21 | 2024 | 10 | REGULAR | ALL | 1308 | Labor cost
DEV | MSTR | G11 | DEV-3 | 5.1.21.01 | Wallmounted Condensating Gas Boiler (40 - 10000 Power) | CV | 1 | 218 | Power | kW | 1982 | PM-MAI | PM | Preventative Maintenance | MAI | Maintenance | Y2 | 2028 | 21 | 2024 | 10 | REGULAR | ALL | 491 | Labor cost
DEV | MSTR | G11 | DEV-3 | 5.1.21.01 | Wallmounted Condensating Gas Boiler (40 - 10000 Power) | CV | 1 | 218 | Power | kW | 1982 | CM-MAI | CM | Corrective Maintenance | MAI | Maintenance | Y1 | 2028 | 21 | 2024 | 10 | REGULAR | ALL | 2224 | Labor cost
DEV | MSTR | G11 | DEV-4 | 5.3.20.05 | Sanitary Hot water piping (1 - 100 Length) | Warm water | 1 | 50 | Length | m1 | 1982 | PM-INS | PM | Preventative Maintenance | INS | Inspections | M6 | 2028 | 16 | 2024 | 10 | REGULAR | ALL | 450 | Labor cost
DEV | MSTR | G11 | DEV-4 | 5.3.20.05 | Sanitary Hot water piping (1 - 100 Length) | Warm water | 1 | 50 | Length | m1 | 1982 | CM-MAI | CM | Corrective Maintenance | MAI | Maintenance | Y1 | 2028 | 16 | 2024 | 10 | REGULAR | ALL | 290 | Labor cost
DEV | MSTR | G11 | DEV-5 | 5.6.10.85 | Buffer Vessel Hot Water Distribution (25 - 10000 Content) | Warmwatervat | 1 | 1200 | Content | L | 1982 | PM-INS | PM | Preventative Maintenance | INS | Inspections | M3 | 2028 | 6 | 2024 | 10 | REGULAR | ALL | 2057 | Labor cost
DEV | MSTR | G11 | DEV-5 | 5.6.10.85 | Buffer Vessel Hot Water Distribution (25 - 10000 Content) | Warmwatervat | 1 | 1200 | Content | L | 1982 | PM-MAI | PM | Preventative Maintenance | MAI | Maintenance | Y1 | 2028 | 6 | 2024 | 10 | REGULAR | ALL | 2057 | Labor cost
DEV | MSTR | G11 | DEV-5 | 5.6.10.85 | Buffer Vessel Hot Water Distribution (25 - 10000 Content) | Warmwatervat | 1 | 1200 | Content | L | 1982 | PM-MAI | PM | Preventative Maintenance | MAI | Maintenance | Y2 | 2028 | 6 | 2024 | 10 | REGULAR | ALL | 1029 | Labor cost
DEV | MSTR | G11 | DEV-5 | 5.6.10.85 | Buffer Vessel Hot Water Distribution (25 - 10000 Content) | Warmwatervat | 1 | 1200 | Content | L | 1982 | PM-MAI | PM | Preventative Maintenance | MAI | Maintenance | Y2 | 2028 | 6 | 2024 | 10 | REGULAR | ALL | 3086 | Labor cost
DEV | MSTR | G11 | DEV-5 | 5.6.10.85 | Buffer Vessel Hot Water Distribution (25 - 10000 Content) | Warmwatervat | 1 | 1200 | Content | L | 1982 | CM-MAI | CM | Corrective Maintenance | MAI | Maintenance | Y1 | 2028 | 6 | 2024 | 10 | REGULAR | ALL | 4041 | Labor cost
DEV | MSTR | G11 | DEV-6 | 5.1.22.01 | Wallmounted Condensating Boiler (40 - 10000 Power) | CV2 | 1 | 15 | Power | kW | 1982 | PM-INS | PM | Preventative Maintenance | INS | Inspections | M1 | 2028 | 21 | 2024 | 10 | REGULAR | ALL | 45 | Labor cost
DEV | MSTR | G11 | DEV-6 | 5.1.22.01 | Wallmounted Condensating Boiler (40 - 10000 Power) | CV2 | 1 | 15 | Power | kW | 1982 | PM-INS | PM | Preventative Maintenance | INS | Inspections | M6 | 2028 | 21 | 2024 | 10 | REGULAR | ALL | 11 | Labor cost
DEV | MSTR | G11 | DEV-6 | 5.1.22.01 | Wallmounted Condensating Boiler (40 - 10000 Power) | CV2 | 1 | 15 | Power | kW | 1982 | PM-INS | PM | Preventative Maintenance | INS | Inspections | Y1 | 2028 | 21 | 2024 | 10 | REGULAR | ALL | 11 | Labor cost
DEV | MSTR | G11 | DEV-6 | 5.1.22.01 | Wallmounted Condensating Boiler (40 - 10000 Power) | CV2 | 1 | 15 | Power | kW | 1982 | PM-MAI | PM | Preventative Maintenance | MAI | Maintenance | M6 | 2028 | 21 | 2024 | 10 | REGULAR | ALL | 23 | Labor cost
DEV | MSTR | G11 | DEV-6 | 5.1.22.01 | Wallmounted Condensating Boiler (40 - 10000 Power) | CV2 | 1 | 15 | Power | kW | 1982 | PM-MAI | PM | Preventative Maintenance | MAI | Maintenance | Y1 | 2028 | 21 | 2024 | 10 | REGULAR | ALL | 23 | Labor cost
DEV | MSTR | G11 | DEV-6 | 5.1.22.01 | Wallmounted Condensating Boiler (40 - 10000 Power) | CV2 | 1 | 15 | Power | kW | 1982 | CM-MAI | CM | Corrective Maintenance | MAI | Maintenance | Y1 | 2028 | 21 | 2024 | 10 | REGULAR | ALL | 56 | Labor cost
DEV | MSTR | G11 | DEV-7 | 5.1.22.01 | Wallmounted Condensating Boiler (40 - 10000 Power) | CV3 | 1 | 62 | Power | kW | 1982 | PM-INS | PM | Preventative Maintenance | INS | Inspections | M1 | 2028 | 21 | 2024 | 10 | REGULAR | ALL | 186 | Labor cost
DEV | MSTR | G11 | DEV-7 | 5.1.22.01 | Wallmounted Condensating Boiler (40 - 10000 Power) | CV3 | 1 | 62 | Power | kW | 1982 | PM-INS | PM | Preventative Maintenance | INS | Inspections | M6 | 2028 | 21 | 2024 | 10 | REGULAR | ALL | 47 | Labor cost
DEV | MSTR | G11 | DEV-7 | 5.1.22.01 | Wallmounted Condensating Boiler (40 - 10000 Power) | CV3 | 1 | 62 | Power | kW | 1982 | PM-INS | PM | Preventative Maintenance | INS | Inspections | Y1 | 2028 | 21 | 2024 | 10 | REGULAR | ALL | 47 | Labor cost
DEV | MSTR | G11 | DEV-7 | 5.1.22.01 | Wallmounted Condensating Boiler (40 - 10000 Power) | CV3 | 1 | 62 | Power | kW | 1982 | PM-MAI | PM | Preventative Maintenance | MAI | Maintenance | M6 | 2028 | 21 | 2024 | 10 | REGULAR | ALL | 93 | Labor cost
DEV | MSTR | G11 | DEV-7 | 5.1.22.01 | Wallmounted Condensating Boiler (40 - 10000 Power) | CV3 | 1 | 62 | Power | kW | 1982 | PM-MAI | PM | Preventative Maintenance | MAI | Maintenance | Y1 | 2028 | 21 | 2024 | 10 | REGULAR | ALL | 93 | Labor cost
DEV | MSTR | G11 | DEV-7 | 5.1.22.01 | Wallmounted Condensating Boiler (40 - 10000 Power) | CV3 | 1 | 62 | Power | kW | 1982 | CM-MAI | CM | Corrective Maintenance | MAI | Maintenance | Y1 | 2028 | 21 | 2024 | 10 | REGULAR | ALL | 231 | Labor cost
DEV | MSTR | G11 | DEV-8 | 6.3.41.44 | LED-Spot (GU10 - 230V) (1 - 100 Amount) | Verlichting | 60 | 1 | Amount | # of devices | 1982 | PM-INS | PM | Preventative Maintenance | INS | Inspections | M3 | 2028 | 16 | 2024 | 10 | REGULAR | ALL | 1200 | Labor cost
DEV | MSTR | G11 | DEV-8 | 6.3.41.44 | LED-Spot (GU10 - 230V) (1 - 100 Amount) | Verlichting | 60 | 1 | Amount | # of devices | 1982 | PM-INS | PM | Preventative Maintenance | INS | Inspections | Y1 | 2028 | 16 | 2024 | 10 | REGULAR | ALL | 1800 | Labor cost
DEV | MSTR | G11 | DEV-8 | 6.3.41.44 | LED-Spot (GU10 - 230V) (1 - 100 Amount) | Verlichting | 60 | 1 | Amount | # of devices | 1982 | PM-MAI | PM | Preventative Maintenance | MAI | Maintenance | Y1 | 2028 | 16 | 2024 | 10 | REGULAR | ALL | 350 | Labor cost
DEV | MSTR | G11 | DEV-8 | 6.3.41.44 | LED-Spot (GU10 - 230V) (1 - 100 Amount) | Verlichting | 60 | 1 | Amount | # of devices | 1982 | PM-MAI | PM | Preventative Maintenance | MAI | Maintenance | Y2 | 2028 | 16 | 2024 | 10 | REGULAR | ALL | 175 | Labor cost
DEV | MSTR | G11 | DEV-8 | 6.3.41.44 | LED-Spot (GU10 - 230V) (1 - 100 Amount) | Verlichting | 60 | 1 | Amount | # of devices | 1982 | CM-MAI | CM | Corrective Maintenance | MAI | Maintenance | Y1 | 2028 | 16 | 2024 | 10 | REGULAR | ALL | 1221 | Labor cost
DEV | MSTR | G11 | DEV-9 | 9.0.34.10 | Manual Roller Gate (1 - 500 Area) | Gate | 1 | 15 | Area | m2 | 1982 | PM-INS | PM | Preventative Maintenance | INS | Inspections | M1 | 2028 | 16 | 2024 | 10 | REGULAR | ALL | 150 | Labor cost
DEV | MSTR | G11 | DEV-9 | 9.0.34.10 | Manual Roller Gate (1 - 500 Area) | Gate | 1 | 15 | Area | m2 | 1982 | PM-INS | PM | Preventative Maintenance | INS | Inspections | Y1 | 2028 | 16 | 2024 | 10 | REGULAR | ALL | 90 | Labor cost
DEV | MSTR | G11 | DEV-9 | 9.0.34.10 | Manual Roller Gate (1 - 500 Area) | Gate | 1 | 15 | Area | m2 | 1982 | PM-MAI | PM | Preventative Maintenance | MAI | Maintenance | M3 | 2028 | 16 | 2024 | 10 | REGULAR | ALL | 100 | Labor cost
DEV | MSTR | G11 | DEV-9 | 9.0.34.10 | Manual Roller Gate (1 - 500 Area) | Gate | 1 | 15 | Area | m2 | 1982 | CM-MAI | CM | Corrective Maintenance | MAI | Maintenance | Y1 | 2028 | 16 | 2024 | 10 | REGULAR | ALL | 140 | Labor cost
DEV | MSTR | G11 | DEV-10 | 3.1.31.00 | Manual Swing Doors General (1 - 120 Area) | Zwaaideuren | 2 | 2 | Area | m2 | 1982 | PM-INS | PM | Preventative Maintenance | INS | Inspections | M1 | 2028 | 10 | 2024 | 10 | REGULAR | ALL | 200 | Labor cost
DEV | MSTR | G11 | DEV-10 | 3.1.31.00 | Manual Swing Doors General (1 - 120 Area) | Zwaaideuren | 2 | 2 | Area | m2 | 1982 | PM-INS | PM | Preventative Maintenance | INS | Inspections | W2 | 2028 | 10 | 2024 | 10 | REGULAR | ALL | 217 | Labor cost
DEV | MSTR | G11 | DEV-10 | 3.1.31.00 | Manual Swing Doors General (1 - 120 Area) | Zwaaideuren | 2 | 2 | Area | m2 | 1982 | PM-MAI | PM | Preventative Maintenance | MAI | Maintenance | Y1 | 2028 | 10 | 2024 | 10 | REGULAR | ALL | 120 | Labor cost
DEV | MSTR | G11 | DEV-10 | 3.1.31.00 | Manual Swing Doors General (1 - 120 Area) | Zwaaideuren | 2 | 2 | Area | m2 | 1982 | PM-MAI | PM | Preventative Maintenance | MAI | Maintenance | Y2 | 2028 | 10 | 2024 | 10 | REGULAR | ALL | 25 | Labor cost
DEV | MSTR | G11 | DEV-10 | 3.1.31.00 | Manual Swing Doors General (1 - 120 Area) | Zwaaideuren | 2 | 2 | Area | m2 | 1982 | CM-MAI | CM | Corrective Maintenance | MAI | Maintenance | Y1 | 2028 | 10 | 2024 | 10 | REGULAR | ALL | 160 | Labor cost
DEV | MSTR | G11 | DEV-11 | 2.1.12.01 | Cavity Walls (not insulated) (1 - 100000 Area) | Buitenmuren | 4 | 200 | Area | m2 | 1982 | PM-INS | PM | Preventative Maintenance | INS | Inspections | Y1 | 2028 | 46 | 2024 | 10 | REGULAR | ALL | 80 | Labor cost
DEV | MSTR | G11 | DEV-11 | 2.1.12.01 | Cavity Walls (not insulated) (1 - 100000 Area) | Buitenmuren | 4 | 200 | Area | m2 | 1982 | PM-MAI | PM | Preventative Maintenance | MAI | Maintenance | M6 | 2028 | 46 | 2024 | 10 | REGULAR | ALL | 384 | Labor cost
DEV | MSTR | G11 | DEV-11 | 2.1.12.01 | Cavity Walls (not insulated) (1 - 100000 Area) | Buitenmuren | 4 | 200 | Area | m2 | 1982 | CM-MAI | CM | Corrective Maintenance | MAI | Maintenance | Y1 | 2028 | 46 | 2024 | 10 | REGULAR | ALL | 244 | Labor cost
DEV | MSTR | G11 | DEV-13 | 2.3.11.00 | Concrete Floor (non insulated) (1 - 25000 Area) | Vloer | 1 | 200 | Area | m2 | 1982 | PM-INS | PM | Preventative Maintenance | INS | Inspections | M1 | 2028 | 46 | 2024 | 10 | REGULAR | ALL | 144 | Labor cost
DEV | MSTR | G11 | DEV-13 | 2.3.11.00 | Concrete Floor (non insulated) (1 - 25000 Area) | Vloer | 1 | 200 | Area | m2 | 1982 | PM-MAI | PM | Preventative Maintenance | MAI | Maintenance | Y1 | 2028 | 46 | 2024 | 10 | REGULAR | ALL | 36 | Labor cost
DEV | MSTR | G11 | DEV-13 | 2.3.11.00 | Concrete Floor (non insulated) (1 - 25000 Area) | Vloer | 1 | 200 | Area | m2 | 1982 | PM-MAI | PM | Preventative Maintenance | MAI | Maintenance | Y2 | 2028 | 46 | 2024 | 10 | REGULAR | ALL | 96 | Labor cost
DEV | MSTR | G11 | DEV-13 | 2.3.11.00 | Concrete Floor (non insulated) (1 - 25000 Area) | Vloer | 1 | 200 | Area | m2 | 1982 | UC-FMC | UC | User Cost | FMC | Maintenance | W1 | 2028 | 46 | 2024 | 10 | REGULAR | ALL | 730 | Labor cost
DEV | MSTR | G11 | DEV-13 | 2.3.11.00 | Concrete Floor (non insulated) (1 - 25000 Area) | Vloer | 1 | 200 | Area | m2 | 1982 | CM-MAI | CM | Corrective Maintenance | MAI | Maintenance | Y1 | 2028 | 46 | 2024 | 10 | REGULAR | ALL | 292 | Labor cost
DEV | MSTR | G11 | DEV-14 | 2.7.11.85 |  | Daktrim | 4 | 75 | Length | m1 | 1982 | PM-INS | PM | Preventative Maintenance | INS | Inspections | Y2 | 2028 | 16 | 2024 | 10 | REGULAR | ALL | 30 | Labor cost
DEV | MSTR | G11 | DEV-14 | 2.7.11.85 |  | Daktrim | 4 | 75 | Length | m1 | 1982 | CM-MAI | CM | Corrective Maintenance | MAI | Maintenance | Y1 | 2028 | 16 | 2024 | 10 | REGULAR | ALL | 9 | Labor cost
DEV | MSTR | G11 | DEV-15 | 2.8.11.05 | Plinth | plinten | 4 | 75 | Length | m1 | 1982 | PM-INS | PM | Preventative Maintenance | INS | Inspections | Y2 | 2028 | 46 | 2024 | 10 | REGULAR | ALL | 2500 | Labor cost
DEV | MSTR | G11 | DEV-15 | 2.8.11.05 | Plinth | plinten | 4 | 75 | Length | m1 | 1982 | PM-MAI | PM | Preventative Maintenance | MAI | Maintenance | M1 | 2028 | 46 | 2024 | 10 | REGULAR | ALL | 3000 | Labor cost
DEV | MSTR | G11 | DEV-15 | 2.8.11.05 | Plinth | plinten | 4 | 75 | Length | m1 | 1982 | CM-MAI | CM | Corrective Maintenance | MAI | Maintenance | Y1 | 2028 | 46 | 2024 | 10 | REGULAR | ALL | 3322 | Labor cost
DEV | abc | def | DEV-16 | 5.1.21.00 | Wallmounted Gas Boiler | Wallmounted Gas Boiler | 1 | 900 | - | kW | 2021 | PM-INS | PM | Preventative Maintenance | INS | Inspections | M1 | 2028 | 7 | 2024 | 10 | REGULAR | ALL | 3375 | Labor cost
DEV | abc | def | DEV-16 | 5.1.21.00 | Wallmounted Gas Boiler | Wallmounted Gas Boiler | 1 | 900 | - | kW | 2021 | PM-INS | PM | Preventative Maintenance | INS | Inspections | M3 | 2028 | 7 | 2024 | 10 | REGULAR | ALL | 1800 | Labor cost
DEV | abc | def | DEV-16 | 5.1.21.00 | Wallmounted Gas Boiler | Wallmounted Gas Boiler | 1 | 900 | - | kW | 2021 | PM-INS | PM | Preventative Maintenance | INS | Inspections | Y1 | 2028 | 7 | 2024 | 10 | REGULAR | ALL | 1013 | Labor cost
DEV | abc | def | DEV-16 | 5.1.21.00 | Wallmounted Gas Boiler | Wallmounted Gas Boiler | 1 | 900 | - | kW | 2021 | CM-MAI | CM | Corrective Maintenance | MAI | Maintenance | Y1 | 2028 | 7 | 2024 | 10 | REGULAR | ALL | 1510 | Labor cost
DEV | MSTR | G11 | DEV-1 | 5.7.12.15 | Ventilation hood (1 - 100 Area) | Ventilator | 1 | 1 | Area | m2 | 1982 | UC-FMC | UC | User Cost | FMC | Maintenance | W1 | 2029 | 22 | 2024 | 10 | REGULAR | ALL | 456 | Labor cost
DEV | MSTR | G11 | DEV-2 | 5.7.31.10 | Roof Extraction Unit (1000 - 150000 Flow rate) | Roof extraction Unit | 1 | 75500 | Flow rate | m3/h | 1982 | PM-INS | PM | Preventative Maintenance | INS | Inspections | M3 | 2029 | 2 | 2024 | 10 | REGULAR | ALL | 7047 | Labor cost
DEV | MSTR | G11 | DEV-2 | 5.7.31.10 | Roof Extraction Unit (1000 - 150000 Flow rate) | Roof extraction Unit | 1 | 75500 | Flow rate | m3/h | 1982 | PM-MAI | PM | Preventative Maintenance | MAI | Maintenance | Y1 | 2029 | 2 | 2024 | 10 | REGULAR | ALL | 7550 | Labor cost
DEV | MSTR | G11 | DEV-2 | 5.7.31.10 | Roof Extraction Unit (1000 - 150000 Flow rate) | Roof extraction Unit | 1 | 75500 | Flow rate | m3/h | 1982 | CM-MAI | CM | Corrective Maintenance | MAI | Maintenance | Y1 | 2029 | 2 | 2024 | 10 | REGULAR | ALL | 3150 | Labor cost
DEV | MSTR | G11 | DEV-3 | 5.1.21.01 | Wallmounted Condensating Gas Boiler (40 - 10000 Power) | CV | 1 | 218 | Power | kW | 1982 | PM-INS | PM | Preventative Maintenance | INS | Inspections | M1 | 2029 | 22 | 2024 | 10 | REGULAR | ALL | 1962 | Labor cost
DEV | MSTR | G11 | DEV-3 | 5.1.21.01 | Wallmounted Condensating Gas Boiler (40 - 10000 Power) | CV | 1 | 218 | Power | kW | 1982 | PM-INS | PM | Preventative Maintenance | INS | Inspections | Y1 | 2029 | 22 | 2024 | 10 | REGULAR | ALL | 164 | Labor cost
DEV | MSTR | G11 | DEV-3 | 5.1.21.01 | Wallmounted Condensating Gas Boiler (40 - 10000 Power) | CV | 1 | 218 | Power | kW | 1982 | PM-MAI | PM | Preventative Maintenance | MAI | Maintenance | M3 | 2029 | 22 | 2024 | 10 | REGULAR | ALL | 1308 | Labor cost
DEV | MSTR | G11 | DEV-3 | 5.1.21.01 | Wallmounted Condensating Gas Boiler (40 - 10000 Power) | CV | 1 | 218 | Power | kW | 1982 | CM-MAI | CM | Corrective Maintenance | MAI | Maintenance | Y1 | 2029 | 22 | 2024 | 10 | REGULAR | ALL | 1946 | Labor cost
DEV | MSTR | G11 | DEV-4 | 5.3.20.05 | Sanitary Hot water piping (1 - 100 Length) | Warm water | 1 | 50 | Length | m1 | 1982 | PM-INS | PM | Preventative Maintenance | INS | Inspections | M6 | 2029 | 17 | 2024 | 10 | REGULAR | ALL | 450 | Labor cost
DEV | MSTR | G11 | DEV-4 | 5.3.20.05 | Sanitary Hot water piping (1 - 100 Length) | Warm water | 1 | 50 | Length | m1 | 1982 | CM-MAI | CM | Corrective Maintenance | MAI | Maintenance | Y1 | 2029 | 17 | 2024 | 10 | REGULAR | ALL | 308 | Labor cost
DEV | MSTR | G11 | DEV-5 | 5.6.10.85 | Buffer Vessel Hot Water Distribution (25 - 10000 Content) | Warmwatervat | 1 | 1200 | Content | L | 1982 | PM-INS | PM | Preventative Maintenance | INS | Inspections | M3 | 2029 | 7 | 2024 | 10 | REGULAR | ALL | 2057 | Labor cost
DEV | MSTR | G11 | DEV-5 | 5.6.10.85 | Buffer Vessel Hot Water Distribution (25 - 10000 Content) | Warmwatervat | 1 | 1200 | Content | L | 1982 | PM-MAI | PM | Preventative Maintenance | MAI | Maintenance | Y1 | 2029 | 7 | 2024 | 10 | REGULAR | ALL | 2057 | Labor cost
DEV | MSTR | G11 | DEV-5 | 5.6.10.85 | Buffer Vessel Hot Water Distribution (25 - 10000 Content) | Warmwatervat | 1 | 1200 | Content | L | 1982 | CM-MAI | CM | Corrective Maintenance | MAI | Maintenance | Y1 | 2029 | 7 | 2024 | 10 | REGULAR | ALL | 2486 | Labor cost
DEV | MSTR | G11 | DEV-6 | 5.1.22.01 | Wallmounted Condensating Boiler (40 - 10000 Power) | CV2 | 1 | 15 | Power | kW | 1982 | PM-INS | PM | Preventative Maintenance | INS | Inspections | M1 | 2029 | 22 | 2024 | 10 | REGULAR | ALL | 45 | Labor cost
DEV | MSTR | G11 | DEV-6 | 5.1.22.01 | Wallmounted Condensating Boiler (40 - 10000 Power) | CV2 | 1 | 15 | Power | kW | 1982 | PM-INS | PM | Preventative Maintenance | INS | Inspections | M6 | 2029 | 22 | 2024 | 10 | REGULAR | ALL | 11 | Labor cost
DEV | MSTR | G11 | DEV-6 | 5.1.22.01 | Wallmounted Condensating Boiler (40 - 10000 Power) | CV2 | 1 | 15 | Power | kW | 1982 | PM-INS | PM | Preventative Maintenance | INS | Inspections | Y1 | 2029 | 22 | 2024 | 10 | REGULAR | ALL | 11 | Labor cost
DEV | MSTR | G11 | DEV-6 | 5.1.22.01 | Wallmounted Condensating Boiler (40 - 10000 Power) | CV2 | 1 | 15 | Power | kW | 1982 | PM-MAI | PM | Preventative Maintenance | MAI | Maintenance | M6 | 2029 | 22 | 2024 | 10 | REGULAR | ALL | 23 | Labor cost
DEV | MSTR | G11 | DEV-6 | 5.1.22.01 | Wallmounted Condensating Boiler (40 - 10000 Power) | CV2 | 1 | 15 | Power | kW | 1982 | PM-MAI | PM | Preventative Maintenance | MAI | Maintenance | Y1 | 2029 | 22 | 2024 | 10 | REGULAR | ALL | 23 | Labor cost
DEV | MSTR | G11 | DEV-6 | 5.1.22.01 | Wallmounted Condensating Boiler (40 - 10000 Power) | CV2 | 1 | 15 | Power | kW | 1982 | CM-MAI | CM | Corrective Maintenance | MAI | Maintenance | Y1 | 2029 | 22 | 2024 | 10 | REGULAR | ALL | 58 | Labor cost
DEV | MSTR | G11 | DEV-7 | 5.1.22.01 | Wallmounted Condensating Boiler (40 - 10000 Power) | CV3 | 1 | 62 | Power | kW | 1982 | PM-INS | PM | Preventative Maintenance | INS | Inspections | M1 | 2029 | 22 | 2024 | 10 | REGULAR | ALL | 186 | Labor cost
DEV | MSTR | G11 | DEV-7 | 5.1.22.01 | Wallmounted Condensating Boiler (40 - 10000 Power) | CV3 | 1 | 62 | Power | kW | 1982 | PM-INS | PM | Preventative Maintenance | INS | Inspections | M6 | 2029 | 22 | 2024 | 10 | REGULAR | ALL | 47 | Labor cost
DEV | MSTR | G11 | DEV-7 | 5.1.22.01 | Wallmounted Condensating Boiler (40 - 10000 Power) | CV3 | 1 | 62 | Power | kW | 1982 | PM-INS | PM | Preventative Maintenance | INS | Inspections | Y1 | 2029 | 22 | 2024 | 10 | REGULAR | ALL | 47 | Labor cost
DEV | MSTR | G11 | DEV-7 | 5.1.22.01 | Wallmounted Condensating Boiler (40 - 10000 Power) | CV3 | 1 | 62 | Power | kW | 1982 | PM-MAI | PM | Preventative Maintenance | MAI | Maintenance | M6 | 2029 | 22 | 2024 | 10 | REGULAR | ALL | 93 | Labor cost
DEV | MSTR | G11 | DEV-7 | 5.1.22.01 | Wallmounted Condensating Boiler (40 - 10000 Power) | CV3 | 1 | 62 | Power | kW | 1982 | PM-MAI | PM | Preventative Maintenance | MAI | Maintenance | Y1 | 2029 | 22 | 2024 | 10 | REGULAR | ALL | 93 | Labor cost
DEV | MSTR | G11 | DEV-7 | 5.1.22.01 | Wallmounted Condensating Boiler (40 - 10000 Power) | CV3 | 1 | 62 | Power | kW | 1982 | CM-MAI | CM | Corrective Maintenance | MAI | Maintenance | Y1 | 2029 | 22 | 2024 | 10 | REGULAR | ALL | 242 | Labor cost
DEV | MSTR | G11 | DEV-8 | 6.3.41.44 | LED-Spot (GU10 - 230V) (1 - 100 Amount) | Verlichting | 60 | 1 | Amount | # of devices | 1982 | PM-INS | PM | Preventative Maintenance | INS | Inspections | M3 | 2029 | 17 | 2024 | 10 | REGULAR | ALL | 1200 | Labor cost
DEV | MSTR | G11 | DEV-8 | 6.3.41.44 | LED-Spot (GU10 - 230V) (1 - 100 Amount) | Verlichting | 60 | 1 | Amount | # of devices | 1982 | PM-INS | PM | Preventative Maintenance | INS | Inspections | Y1 | 2029 | 17 | 2024 | 10 | REGULAR | ALL | 1800 | Labor cost
DEV | MSTR | G11 | DEV-8 | 6.3.41.44 | LED-Spot (GU10 - 230V) (1 - 100 Amount) | Verlichting | 60 | 1 | Amount | # of devices | 1982 | PM-MAI | PM | Preventative Maintenance | MAI | Maintenance | Y1 | 2029 | 17 | 2024 | 10 | REGULAR | ALL | 350 | Labor cost
DEV | MSTR | G11 | DEV-8 | 6.3.41.44 | LED-Spot (GU10 - 230V) (1 - 100 Amount) | Verlichting | 60 | 1 | Amount | # of devices | 1982 | CM-MAI | CM | Corrective Maintenance | MAI | Maintenance | Y1 | 2029 | 17 | 2024 | 10 | REGULAR | ALL | 1085 | Labor cost
DEV | MSTR | G11 | DEV-9 | 9.0.34.10 | Manual Roller Gate (1 - 500 Area) | Gate | 1 | 15 | Area | m2 | 1982 | PM-INS | PM | Preventative Maintenance | INS | Inspections | M1 | 2029 | 17 | 2024 | 10 | REGULAR | ALL | 150 | Labor cost
DEV | MSTR | G11 | DEV-9 | 9.0.34.10 | Manual Roller Gate (1 - 500 Area) | Gate | 1 | 15 | Area | m2 | 1982 | PM-INS | PM | Preventative Maintenance | INS | Inspections | Y1 | 2029 | 17 | 2024 | 10 | REGULAR | ALL | 90 | Labor cost
DEV | MSTR | G11 | DEV-9 | 9.0.34.10 | Manual Roller Gate (1 - 500 Area) | Gate | 1 | 15 | Area | m2 | 1982 | PM-MAI | PM | Preventative Maintenance | MAI | Maintenance | M3 | 2029 | 17 | 2024 | 10 | REGULAR | ALL | 100 | Labor cost
DEV | MSTR | G11 | DEV-9 | 9.0.34.10 | Manual Roller Gate (1 - 500 Area) | Gate | 1 | 15 | Area | m2 | 1982 | CM-MAI | CM | Corrective Maintenance | MAI | Maintenance | Y1 | 2029 | 17 | 2024 | 10 | REGULAR | ALL | 149 | Labor cost
DEV | MSTR | G11 | DEV-10 | 3.1.31.00 | Manual Swing Doors General (1 - 120 Area) | Zwaaideuren | 2 | 2 | Area | m2 | 1982 | PM-INS | PM | Preventative Maintenance | INS | Inspections | M1 | 2029 | 11 | 2024 | 10 | REGULAR | ALL | 200 | Labor cost
DEV | MSTR | G11 | DEV-10 | 3.1.31.00 | Manual Swing Doors General (1 - 120 Area) | Zwaaideuren | 2 | 2 | Area | m2 | 1982 | PM-INS | PM | Preventative Maintenance | INS | Inspections | W2 | 2029 | 11 | 2024 | 10 | REGULAR | ALL | 217 | Labor cost
DEV | MSTR | G11 | DEV-10 | 3.1.31.00 | Manual Swing Doors General (1 - 120 Area) | Zwaaideuren | 2 | 2 | Area | m2 | 1982 | PM-MAI | PM | Preventative Maintenance | MAI | Maintenance | Y1 | 2029 | 11 | 2024 | 10 | REGULAR | ALL | 120 | Labor cost
DEV | MSTR | G11 | DEV-10 | 3.1.31.00 | Manual Swing Doors General (1 - 120 Area) | Zwaaideuren | 2 | 2 | Area | m2 | 1982 | CM-MAI | CM | Corrective Maintenance | MAI | Maintenance | Y1 | 2029 | 11 | 2024 | 10 | REGULAR | ALL | 154 | Labor cost
DEV | MSTR | G11 | DEV-11 | 2.1.12.01 | Cavity Walls (not insulated) (1 - 100000 Area) | Buitenmuren | 4 | 200 | Area | m2 | 1982 | PM-INS | PM | Preventative Maintenance | INS | Inspections | Y1 | 2029 | 47 | 2024 | 10 | REGULAR | ALL | 80 | Labor cost
DEV | MSTR | G11 | DEV-11 | 2.1.12.01 | Cavity Walls (not insulated) (1 - 100000 Area) | Buitenmuren | 4 | 200 | Area | m2 | 1982 | PM-MAI | PM | Preventative Maintenance | MAI | Maintenance | M6 | 2029 | 47 | 2024 | 10 | REGULAR | ALL | 384 | Labor cost
DEV | MSTR | G11 | DEV-11 | 2.1.12.01 | Cavity Walls (not insulated) (1 - 100000 Area) | Buitenmuren | 4 | 200 | Area | m2 | 1982 | CM-MAI | CM | Corrective Maintenance | MAI | Maintenance | Y1 | 2029 | 47 | 2024 | 10 | REGULAR | ALL | 249 | Labor cost
DEV | MSTR | G11 | DEV-13 | 2.3.11.00 | Concrete Floor (non insulated) (1 - 25000 Area) | Vloer | 1 | 200 | Area | m2 | 1982 | PM-INS | PM | Preventative Maintenance | INS | Inspections | M1 | 2029 | 47 | 2024 | 10 | REGULAR | ALL | 144 | Labor cost
DEV | MSTR | G11 | DEV-13 | 2.3.11.00 | Concrete Floor (non insulated) (1 - 25000 Area) | Vloer | 1 | 200 | Area | m2 | 1982 | PM-MAI | PM | Preventative Maintenance | MAI | Maintenance | Y1 | 2029 | 47 | 2024 | 10 | REGULAR | ALL | 36 | Labor cost
DEV | MSTR | G11 | DEV-13 | 2.3.11.00 | Concrete Floor (non insulated) (1 - 25000 Area) | Vloer | 1 | 200 | Area | m2 | 1982 | UC-FMC | UC | User Cost | FMC | Maintenance | W1 | 2029 | 47 | 2024 | 10 | REGULAR | ALL | 730 | Labor cost
DEV | MSTR | G11 | DEV-13 | 2.3.11.00 | Concrete Floor (non insulated) (1 - 25000 Area) | Vloer | 1 | 200 | Area | m2 | 1982 | CM-MAI | CM | Corrective Maintenance | MAI | Maintenance | Y1 | 2029 | 47 | 2024 | 10 | REGULAR | ALL | 204 | Labor cost
DEV | MSTR | G11 | DEV-15 | 2.8.11.05 | Plinth | plinten | 4 | 75 | Length | m1 | 1982 | PM-MAI | PM | Preventative Maintenance | MAI | Maintenance | M1 | 2029 | 47 | 2024 | 10 | REGULAR | ALL | 3000 | Labor cost
DEV | MSTR | G11 | DEV-15 | 2.8.11.05 | Plinth | plinten | 4 | 75 | Length | m1 | 1982 | CM-MAI | CM | Corrective Maintenance | MAI | Maintenance | Y1 | 2029 | 47 | 2024 | 10 | REGULAR | ALL | 2462 | Labor cost
DEV | abc | def | DEV-16 | 5.1.21.00 | Wallmounted Gas Boiler | Wallmounted Gas Boiler | 1 | 900 | - | kW | 2021 | PM-INS | PM | Preventative Maintenance | INS | Inspections | M1 | 2029 | 8 | 2024 | 10 | REGULAR | ALL | 3375 | Labor cost
DEV | abc | def | DEV-16 | 5.1.21.00 | Wallmounted Gas Boiler | Wallmounted Gas Boiler | 1 | 900 | - | kW | 2021 | PM-INS | PM | Preventative Maintenance | INS | Inspections | M3 | 2029 | 8 | 2024 | 10 | REGULAR | ALL | 1800 | Labor cost
DEV | abc | def | DEV-16 | 5.1.21.00 | Wallmounted Gas Boiler | Wallmounted Gas Boiler | 1 | 900 | - | kW | 2021 | PM-INS | PM | Preventative Maintenance | INS | Inspections | Y1 | 2029 | 8 | 2024 | 10 | REGULAR | ALL | 1013 | Labor cost
DEV | abc | def | DEV-16 | 5.1.21.00 | Wallmounted Gas Boiler | Wallmounted Gas Boiler | 1 | 900 | - | kW | 2021 | PM-MAI | PM | Preventative Maintenance | MAI | Maintenance | Y2 | 2029 | 8 | 2024 | 10 | REGULAR | ALL | 1350 | Labor cost
DEV | abc | def | DEV-16 | 5.1.21.00 | Wallmounted Gas Boiler | Wallmounted Gas Boiler | 1 | 900 | - | kW | 2021 | CM-MAI | CM | Corrective Maintenance | MAI | Maintenance | Y1 | 2029 | 8 | 2024 | 10 | REGULAR | ALL | 1954 | Labor cost
DEV | MSTR | G11 | DEV-7 | 5.1.22.01 | Wallmounted Condensating Boiler (40 - 10000 Power) | CV3 | 1 | 62 | Power | kW | 1982 | PM-INS | PM | Preventative Maintenance | INS | Inspections | Y1 | 2030 | 23 | 2024 | 10 | REGULAR | ALL | 47 | Labor cost
DEV | MSTR | G11 | DEV-7 | 5.1.22.01 | Wallmounted Condensating Boiler (40 - 10000 Power) | CV3 | 1 | 62 | Power | kW | 1982 | PM-MAI | PM | Preventative Maintenance | MAI | Maintenance | M6 | 2030 | 23 | 2024 | 10 | REGULAR | ALL | 93 | Labor cost
DEV | MSTR | G11 | DEV-7 | 5.1.22.01 | Wallmounted Condensating Boiler (40 - 10000 Power) | CV3 | 1 | 62 | Power | kW | 1982 | PM-MAI | PM | Preventative Maintenance | MAI | Maintenance | Y1 | 2030 | 23 | 2024 | 10 | REGULAR | ALL | 93 | Labor cost
DEV | MSTR | G11 | DEV-7 | 5.1.22.01 | Wallmounted Condensating Boiler (40 - 10000 Power) | CV3 | 1 | 62 | Power | kW | 1982 | CM-MAI | CM | Corrective Maintenance | MAI | Maintenance | Y1 | 2030 | 23 | 2024 | 10 | REGULAR | ALL | 253 | Labor cost
DEV | MSTR | G11 | DEV-8 | 6.3.41.44 | LED-Spot (GU10 - 230V) (1 - 100 Amount) | Verlichting | 60 | 1 | Amount | # of devices | 1982 | PM-INS | PM | Preventative Maintenance | INS | Inspections | M3 | 2030 | 18 | 2024 | 10 | REGULAR | ALL | 1200 | Labor cost
DEV | MSTR | G11 | DEV-8 | 6.3.41.44 | LED-Spot (GU10 - 230V) (1 - 100 Amount) | Verlichting | 60 | 1 | Amount | # of devices | 1982 | PM-INS | PM | Preventative Maintenance | INS | Inspections | Y1 | 2030 | 18 | 2024 | 10 | REGULAR | ALL | 1800 | Labor cost
DEV | MSTR | G11 | DEV-8 | 6.3.41.44 | LED-Spot (GU10 - 230V) (1 - 100 Amount) | Verlichting | 60 | 1 | Amount | # of devices | 1982 | PM-MAI | PM | Preventative Maintenance | MAI | Maintenance | Y1 | 2030 | 18 | 2024 | 10 | REGULAR | ALL | 350 | Labor cost
DEV | MSTR | G11 | DEV-8 | 6.3.41.44 | LED-Spot (GU10 - 230V) (1 - 100 Amount) | Verlichting | 60 | 1 | Amount | # of devices | 1982 | PM-MAI | PM | Preventative Maintenance | MAI | Maintenance | Y2 | 2030 | 18 | 2024 | 10 | REGULAR | ALL | 175 | Labor cost
DEV | MSTR | G11 | DEV-8 | 6.3.41.44 | LED-Spot (GU10 - 230V) (1 - 100 Amount) | Verlichting | 60 | 1 | Amount | # of devices | 1982 | CM-MAI | CM | Corrective Maintenance | MAI | Maintenance | Y1 | 2030 | 18 | 2024 | 10 | REGULAR | ALL | 1373 | Labor cost
DEV | MSTR | G11 | DEV-9 | 9.0.34.10 | Manual Roller Gate (1 - 500 Area) | Gate | 1 | 15 | Area | m2 | 1982 | PM-INS | PM | Preventative Maintenance | INS | Inspections | M1 | 2030 | 18 | 2024 | 10 | REGULAR | ALL | 150 | Labor cost
DEV | MSTR | G11 | DEV-9 | 9.0.34.10 | Manual Roller Gate (1 - 500 Area) | Gate | 1 | 15 | Area | m2 | 1982 | PM-INS | PM | Preventative Maintenance | INS | Inspections | Y1 | 2030 | 18 | 2024 | 10 | REGULAR | ALL | 90 | Labor cost
DEV | MSTR | G11 | DEV-9 | 9.0.34.10 | Manual Roller Gate (1 - 500 Area) | Gate | 1 | 15 | Area | m2 | 1982 | PM-MAI | PM | Preventative Maintenance | MAI | Maintenance | M3 | 2030 | 18 | 2024 | 10 | REGULAR | ALL | 100 | Labor cost
DEV | MSTR | G11 | DEV-9 | 9.0.34.10 | Manual Roller Gate (1 - 500 Area) | Gate | 1 | 15 | Area | m2 | 1982 | CM-MAI | CM | Corrective Maintenance | MAI | Maintenance | Y1 | 2030 | 18 | 2024 | 10 | REGULAR | ALL | 158 | Labor cost
DEV | MSTR | G11 | DEV-10 | 3.1.31.00 | Manual Swing Doors General (1 - 120 Area) | Zwaaideuren | 2 | 2 | Area | m2 | 1982 | PM-INS | PM | Preventative Maintenance | INS | Inspections | M1 | 2030 | 12 | 2024 | 10 | REGULAR | ALL | 200 | Labor cost
DEV | MSTR | G11 | DEV-10 | 3.1.31.00 | Manual Swing Doors General (1 - 120 Area) | Zwaaideuren | 2 | 2 | Area | m2 | 1982 | PM-INS | PM | Preventative Maintenance | INS | Inspections | W2 | 2030 | 12 | 2024 | 10 | REGULAR | ALL | 217 | Labor cost
DEV | MSTR | G11 | DEV-10 | 3.1.31.00 | Manual Swing Doors General (1 - 120 Area) | Zwaaideuren | 2 | 2 | Area | m2 | 1982 | PM-MAI | PM | Preventative Maintenance | MAI | Maintenance | Y1 | 2030 | 12 | 2024 | 10 | REGULAR | ALL | 120 | Labor cost
DEV | MSTR | G11 | DEV-10 | 3.1.31.00 | Manual Swing Doors General (1 - 120 Area) | Zwaaideuren | 2 | 2 | Area | m2 | 1982 | PM-MAI | PM | Preventative Maintenance | MAI | Maintenance | Y2 | 2030 | 12 | 2024 | 10 | REGULAR | ALL | 25 | Labor cost
DEV | MSTR | G11 | DEV-10 | 3.1.31.00 | Manual Swing Doors General (1 - 120 Area) | Zwaaideuren | 2 | 2 | Area | m2 | 1982 | CM-MAI | CM | Corrective Maintenance | MAI | Maintenance | Y1 | 2030 | 12 | 2024 | 10 | REGULAR | ALL | 169 | Labor cost
DEV | MSTR | G11 | DEV-11 | 2.1.12.01 | Cavity Walls (not insulated) (1 - 100000 Area) | Buitenmuren | 4 | 200 | Area | m2 | 1982 | PM-INS | PM | Preventative Maintenance | INS | Inspections | Y1 | 2030 | 48 | 2024 | 10 | REGULAR | ALL | 80 | Labor cost
DEV | MSTR | G11 | DEV-11 | 2.1.12.01 | Cavity Walls (not insulated) (1 - 100000 Area) | Buitenmuren | 4 | 200 | Area | m2 | 1982 | PM-MAI | PM | Preventative Maintenance | MAI | Maintenance | M6 | 2030 | 48 | 2024 | 10 | REGULAR | ALL | 384 | Labor cost
DEV | MSTR | G11 | DEV-11 | 2.1.12.01 | Cavity Walls (not insulated) (1 - 100000 Area) | Buitenmuren | 4 | 200 | Area | m2 | 1982 | CM-MAI | CM | Corrective Maintenance | MAI | Maintenance | Y1 | 2030 | 48 | 2024 | 10 | REGULAR | ALL | 255 | Labor cost
DEV | MSTR | G11 | DEV-13 | 2.3.11.00 | Concrete Floor (non insulated) (1 - 25000 Area) | Vloer | 1 | 200 | Area | m2 | 1982 | PM-INS | PM | Preventative Maintenance | INS | Inspections | M1 | 2030 | 48 | 2024 | 10 | REGULAR | ALL | 144 | Labor cost
DEV | MSTR | G11 | DEV-13 | 2.3.11.00 | Concrete Floor (non insulated) (1 - 25000 Area) | Vloer | 1 | 200 | Area | m2 | 1982 | PM-MAI | PM | Preventative Maintenance | MAI | Maintenance | Y1 | 2030 | 48 | 2024 | 10 | REGULAR | ALL | 36 | Labor cost
DEV | MSTR | G11 | DEV-13 | 2.3.11.00 | Concrete Floor (non insulated) (1 - 25000 Area) | Vloer | 1 | 200 | Area | m2 | 1982 | PM-MAI | PM | Preventative Maintenance | MAI | Maintenance | Y2 | 2030 | 48 | 2024 | 10 | REGULAR | ALL | 96 | Labor cost
DEV | MSTR | G11 | DEV-13 | 2.3.11.00 | Concrete Floor (non insulated) (1 - 25000 Area) | Vloer | 1 | 200 | Area | m2 | 1982 | UC-FMC | UC | User Cost | FMC | Maintenance | W1 | 2030 | 48 | 2024 | 10 | REGULAR | ALL | 730 | Labor cost
DEV | MSTR | G11 | DEV-13 | 2.3.11.00 | Concrete Floor (non insulated) (1 - 25000 Area) | Vloer | 1 | 200 | Area | m2 | 1982 | CM-MAI | CM | Corrective Maintenance | MAI | Maintenance | Y1 | 2030 | 48 | 2024 | 10 | REGULAR | ALL | 305 | Labor cost
DEV | MSTR | G11 | DEV-14 | 2.7.11.85 |  | Daktrim | 4 | 75 | Length | m1 | 1982 | PM-INS | PM | Preventative Maintenance | INS | Inspections | Y2 | 2030 | 18 | 2024 | 10 | REGULAR | ALL | 30 | Labor cost
DEV | MSTR | G11 | DEV-14 | 2.7.11.85 |  | Daktrim | 4 | 75 | Length | m1 | 1982 | CM-MAI | CM | Corrective Maintenance | MAI | Maintenance | Y1 | 2030 | 18 | 2024 | 10 | REGULAR | ALL | 10 | Labor cost
DEV | MSTR | G11 | DEV-15 | 2.8.11.05 | Plinth | plinten | 4 | 75 | Length | m1 | 1982 | PM-INS | PM | Preventative Maintenance | INS | Inspections | Y2 | 2030 | 48 | 2024 | 10 | REGULAR | ALL | 2500 | Labor cost
DEV | MSTR | G11 | DEV-15 | 2.8.11.05 | Plinth | plinten | 4 | 75 | Length | m1 | 1982 | PM-MAI | PM | Preventative Maintenance | MAI | Maintenance | M1 | 2030 | 48 | 2024 | 10 | REGULAR | ALL | 3000 | Labor cost
DEV | MSTR | G11 | DEV-15 | 2.8.11.05 | Plinth | plinten | 4 | 75 | Length | m1 | 1982 | CM-MAI | CM | Corrective Maintenance | MAI | Maintenance | Y1 | 2030 | 48 | 2024 | 10 | REGULAR | ALL | 3467 | Labor cost
DEV | abc | def | DEV-16 | 5.1.21.00 | Wallmounted Gas Boiler | Wallmounted Gas Boiler | 1 | 900 | - | kW | 2021 | PM-INS | PM | Preventative Maintenance | INS | Inspections | M1 | 2030 | 9 | 2024 | 10 | REGULAR | ALL | 3375 | Labor cost
DEV | abc | def | DEV-16 | 5.1.21.00 | Wallmounted Gas Boiler | Wallmounted Gas Boiler | 1 | 900 | - | kW | 2021 | PM-INS | PM | Preventative Maintenance | INS | Inspections | M3 | 2030 | 9 | 2024 | 10 | REGULAR | ALL | 1800 | Labor cost
DEV | abc | def | DEV-16 | 5.1.21.00 | Wallmounted Gas Boiler | Wallmounted Gas Boiler | 1 | 900 | - | kW | 2021 | PM-INS | PM | Preventative Maintenance | INS | Inspections | Y1 | 2030 | 9 | 2024 | 10 | REGULAR | ALL | 1013 | Labor cost
DEV | abc | def | DEV-16 | 5.1.21.00 | Wallmounted Gas Boiler | Wallmounted Gas Boiler | 1 | 900 | - | kW | 2021 | CM-MAI | CM | Corrective Maintenance | MAI | Maintenance | Y1 | 2030 | 9 | 2024 | 10 | REGULAR | ALL | 1627 | Labor cost
DEV | MSTR | G11 | DEV-1 | 5.7.12.15 | Ventilation hood (1 - 100 Area) | Ventilator | 1 | 1 | Area | m2 | 1982 | UC-FMC | UC | User Cost | FMC | Maintenance | W1 | 2030 | 23 | 2024 | 10 | REGULAR | ALL | 456 | Labor cost
DEV | MSTR | G11 | DEV-2 | 5.7.31.10 | Roof Extraction Unit (1000 - 150000 Flow rate) | Roof extraction Unit | 1 | 75500 | Flow rate | m3/h | 1982 | PM-INS | PM | Preventative Maintenance | INS | Inspections | M3 | 2030 | 3 | 2024 | 10 | REGULAR | ALL | 7047 | Labor cost
DEV | MSTR | G11 | DEV-2 | 5.7.31.10 | Roof Extraction Unit (1000 - 150000 Flow rate) | Roof extraction Unit | 1 | 75500 | Flow rate | m3/h | 1982 | PM-MAI | PM | Preventative Maintenance | MAI | Maintenance | Y1 | 2030 | 3 | 2024 | 10 | REGULAR | ALL | 7550 | Labor cost
DEV | MSTR | G11 | DEV-2 | 5.7.31.10 | Roof Extraction Unit (1000 - 150000 Flow rate) | Roof extraction Unit | 1 | 75500 | Flow rate | m3/h | 1982 | PM-MAI | PM | Preventative Maintenance | MAI | Maintenance | Y2 | 2030 | 3 | 2024 | 10 | REGULAR | ALL | 3523 | Labor cost
DEV | MSTR | G11 | DEV-2 | 5.7.31.10 | Roof Extraction Unit (1000 - 150000 Flow rate) | Roof extraction Unit | 1 | 75500 | Flow rate | m3/h | 1982 | CM-MAI | CM | Corrective Maintenance | MAI | Maintenance | Y1 | 2030 | 3 | 2024 | 10 | REGULAR | ALL | 4263 | Labor cost
DEV | MSTR | G11 | DEV-3 | 5.1.21.01 | Wallmounted Condensating Gas Boiler (40 - 10000 Power) | CV | 1 | 218 | Power | kW | 1982 | PM-INS | PM | Preventative Maintenance | INS | Inspections | M1 | 2030 | 23 | 2024 | 10 | REGULAR | ALL | 1962 | Labor cost
DEV | MSTR | G11 | DEV-3 | 5.1.21.01 | Wallmounted Condensating Gas Boiler (40 - 10000 Power) | CV | 1 | 218 | Power | kW | 1982 | PM-INS | PM | Preventative Maintenance | INS | Inspections | Y1 | 2030 | 23 | 2024 | 10 | REGULAR | ALL | 164 | Labor cost
DEV | MSTR | G11 | DEV-3 | 5.1.21.01 | Wallmounted Condensating Gas Boiler (40 - 10000 Power) | CV | 1 | 218 | Power | kW | 1982 | PM-MAI | PM | Preventative Maintenance | MAI | Maintenance | M3 | 2030 | 23 | 2024 | 10 | REGULAR | ALL | 1308 | Labor cost
DEV | MSTR | G11 | DEV-3 | 5.1.21.01 | Wallmounted Condensating Gas Boiler (40 - 10000 Power) | CV | 1 | 218 | Power | kW | 1982 | PM-MAI | PM | Preventative Maintenance | MAI | Maintenance | Y2 | 2030 | 23 | 2024 | 10 | REGULAR | ALL | 491 | Labor cost
DEV | MSTR | G11 | DEV-3 | 5.1.21.01 | Wallmounted Condensating Gas Boiler (40 - 10000 Power) | CV | 1 | 218 | Power | kW | 1982 | CM-MAI | CM | Corrective Maintenance | MAI | Maintenance | Y1 | 2030 | 23 | 2024 | 10 | REGULAR | ALL | 2435 | Labor cost
DEV | MSTR | G11 | DEV-4 | 5.3.20.05 | Sanitary Hot water piping (1 - 100 Length) | Warm water | 1 | 50 | Length | m1 | 1982 | PM-INS | PM | Preventative Maintenance | INS | Inspections | M6 | 2030 | 18 | 2024 | 10 | REGULAR | ALL | 450 | Labor cost
DEV | MSTR | G11 | DEV-4 | 5.3.20.05 | Sanitary Hot water piping (1 - 100 Length) | Warm water | 1 | 50 | Length | m1 | 1982 | CM-MAI | CM | Corrective Maintenance | MAI | Maintenance | Y1 | 2030 | 18 | 2024 | 10 | REGULAR | ALL | 326 | Labor cost
DEV | MSTR | G11 | DEV-5 | 5.6.10.85 | Buffer Vessel Hot Water Distribution (25 - 10000 Content) | Warmwatervat | 1 | 1200 | Content | L | 1982 | LC-EOL | LC | Life Cycle | EOL | End of Life | Y8 | 2030 | 0 | 2024 | 10 | REGULAR | ALL | 1029 | Labor cost
DEV | MSTR | G11 | DEV-6 | 5.1.22.01 | Wallmounted Condensating Boiler (40 - 10000 Power) | CV2 | 1 | 15 | Power | kW | 1982 | PM-INS | PM | Preventative Maintenance | INS | Inspections | M1 | 2030 | 23 | 2024 | 10 | REGULAR | ALL | 45 | Labor cost
DEV | MSTR | G11 | DEV-6 | 5.1.22.01 | Wallmounted Condensating Boiler (40 - 10000 Power) | CV2 | 1 | 15 | Power | kW | 1982 | PM-INS | PM | Preventative Maintenance | INS | Inspections | M6 | 2030 | 23 | 2024 | 10 | REGULAR | ALL | 11 | Labor cost
DEV | MSTR | G11 | DEV-6 | 5.1.22.01 | Wallmounted Condensating Boiler (40 - 10000 Power) | CV2 | 1 | 15 | Power | kW | 1982 | PM-INS | PM | Preventative Maintenance | INS | Inspections | Y1 | 2030 | 23 | 2024 | 10 | REGULAR | ALL | 11 | Labor cost
DEV | MSTR | G11 | DEV-6 | 5.1.22.01 | Wallmounted Condensating Boiler (40 - 10000 Power) | CV2 | 1 | 15 | Power | kW | 1982 | PM-MAI | PM | Preventative Maintenance | MAI | Maintenance | M6 | 2030 | 23 | 2024 | 10 | REGULAR | ALL | 23 | Labor cost
DEV | MSTR | G11 | DEV-6 | 5.1.22.01 | Wallmounted Condensating Boiler (40 - 10000 Power) | CV2 | 1 | 15 | Power | kW | 1982 | PM-MAI | PM | Preventative Maintenance | MAI | Maintenance | Y1 | 2030 | 23 | 2024 | 10 | REGULAR | ALL | 23 | Labor cost
DEV | MSTR | G11 | DEV-6 | 5.1.22.01 | Wallmounted Condensating Boiler (40 - 10000 Power) | CV2 | 1 | 15 | Power | kW | 1982 | CM-MAI | CM | Corrective Maintenance | MAI | Maintenance | Y1 | 2030 | 23 | 2024 | 10 | REGULAR | ALL | 61 | Labor cost
DEV | MSTR | G11 | DEV-7 | 5.1.22.01 | Wallmounted Condensating Boiler (40 - 10000 Power) | CV3 | 1 | 62 | Power | kW | 1982 | PM-INS | PM | Preventative Maintenance | INS | Inspections | M1 | 2030 | 23 | 2024 | 10 | REGULAR | ALL | 186 | Labor cost
DEV | MSTR | G11 | DEV-7 | 5.1.22.01 | Wallmounted Condensating Boiler (40 - 10000 Power) | CV3 | 1 | 62 | Power | kW | 1982 | PM-INS | PM | Preventative Maintenance | INS | Inspections | M6 | 2030 | 23 | 2024 | 10 | REGULAR | ALL | 47 | Labor cost
DEV | MSTR | G11 | DEV-1 | 5.7.12.15 | Ventilation hood (1 - 100 Area) | Ventilator | 1 | 1 | Area | m2 | 1982 | UC-FMC | UC | User Cost | FMC | Inspections | W1 | 2031 | 24 | 2024 | 10 | REGULAR | ALL | 456 | Labor cost
DEV | MSTR | G11 | DEV-2 | 5.7.31.10 | Roof Extraction Unit (1000 - 150000 Flow rate) | Roof extraction Unit | 1 | 75500 | Flow rate | m3/h | 1982 | PM-INS | PM | Preventative Maintenance | INS | Inspections | M3 | 2031 | 4 | 2024 | 10 | REGULAR | ALL | 7047 | Labor cost
DEV | MSTR | G11 | DEV-2 | 5.7.31.10 | Roof Extraction Unit (1000 - 150000 Flow rate) | Roof extraction Unit | 1 | 75500 | Flow rate | m3/h | 1982 | PM-MAI | PM | Preventative Maintenance | MAI | Maintenance | Y1 | 2031 | 4 | 2024 | 10 | REGULAR | ALL | 7550 | Labor cost
DEV | MSTR | G11 | DEV-2 | 5.7.31.10 | Roof Extraction Unit (1000 - 150000 Flow rate) | Roof extraction Unit | 1 | 75500 | Flow rate | m3/h | 1982 | CM-MAI | CM | Corrective Maintenance | MAI | Maintenance | Y1 | 2031 | 4 | 2024 | 10 | REGULAR | ALL | 3626 | Labor cost
DEV | MSTR | G11 | DEV-3 | 5.1.21.01 | Wallmounted Condensating Gas Boiler (40 - 10000 Power) | CV | 1 | 218 | Power | kW | 1982 | PM-INS | PM | Preventative Maintenance | INS | Inspections | M1 | 2031 | 24 | 2024 | 10 | REGULAR | ALL | 1962 | Labor cost
DEV | MSTR | G11 | DEV-3 | 5.1.21.01 | Wallmounted Condensating Gas Boiler (40 - 10000 Power) | CV | 1 | 218 | Power | kW | 1982 | PM-INS | PM | Preventative Maintenance | INS | Inspections | Y1 | 2031 | 24 | 2024 | 10 | REGULAR | ALL | 164 | Labor cost
DEV | MSTR | G11 | DEV-3 | 5.1.21.01 | Wallmounted Condensating Gas Boiler (40 - 10000 Power) | CV | 1 | 218 | Power | kW | 1982 | PM-MAI | PM | Preventative Maintenance | MAI | Maintenance | M3 | 2031 | 24 | 2024 | 10 | REGULAR | ALL | 1308 | Labor cost
DEV | MSTR | G11 | DEV-3 | 5.1.21.01 | Wallmounted Condensating Gas Boiler (40 - 10000 Power) | CV | 1 | 218 | Power | kW | 1982 | CM-MAI | CM | Corrective Maintenance | MAI | Maintenance | Y1 | 2031 | 24 | 2024 | 10 | REGULAR | ALL | 2123 | Labor cost
DEV | MSTR | G11 | DEV-4 | 5.3.20.05 | Sanitary Hot water piping (1 - 100 Length) | Warm water | 1 | 50 | Length | m1 | 1982 | PM-INS | PM | Preventative Maintenance | INS | Inspections | M6 | 2031 | 19 | 2024 | 10 | REGULAR | ALL | 450 | Labor cost
DEV | MSTR | G11 | DEV-4 | 5.3.20.05 | Sanitary Hot water piping (1 - 100 Length) | Warm water | 1 | 50 | Length | m1 | 1982 | CM-MAI | CM | Corrective Maintenance | MAI | Maintenance | Y1 | 2031 | 19 | 2024 | 10 | REGULAR | ALL | 344 | Labor cost
DEV | MSTR | G11 | DEV-6 | 5.1.22.01 | Wallmounted Condensating Boiler (40 - 10000 Power) | CV2 | 1 | 15 | Power | kW | 1982 | PM-INS | PM | Preventative Maintenance | INS | Inspections | M1 | 2031 | 24 | 2024 | 10 | REGULAR | ALL | 45 | Labor cost
DEV | MSTR | G11 | DEV-6 | 5.1.22.01 | Wallmounted Condensating Boiler (40 - 10000 Power) | CV2 | 1 | 15 | Power | kW | 1982 | PM-INS | PM | Preventative Maintenance | INS | Inspections | M6 | 2031 | 24 | 2024 | 10 | REGULAR | ALL | 11 | Labor cost
DEV | MSTR | G11 | DEV-6 | 5.1.22.01 | Wallmounted Condensating Boiler (40 - 10000 Power) | CV2 | 1 | 15 | Power | kW | 1982 | PM-INS | PM | Preventative Maintenance | INS | Inspections | Y1 | 2031 | 24 | 2024 | 10 | REGULAR | ALL | 11 | Labor cost
DEV | MSTR | G11 | DEV-6 | 5.1.22.01 | Wallmounted Condensating Boiler (40 - 10000 Power) | CV2 | 1 | 15 | Power | kW | 1982 | PM-MAI | PM | Preventative Maintenance | MAI | Maintenance | M6 | 2031 | 24 | 2024 | 10 | REGULAR | ALL | 23 | Labor cost
DEV | MSTR | G11 | DEV-6 | 5.1.22.01 | Wallmounted Condensating Boiler (40 - 10000 Power) | CV2 | 1 | 15 | Power | kW | 1982 | PM-MAI | PM | Preventative Maintenance | MAI | Maintenance | Y1 | 2031 | 24 | 2024 | 10 | REGULAR | ALL | 23 | Labor cost
DEV | MSTR | G11 | DEV-6 | 5.1.22.01 | Wallmounted Condensating Boiler (40 - 10000 Power) | CV2 | 1 | 15 | Power | kW | 1982 | CM-MAI | CM | Corrective Maintenance | MAI | Maintenance | Y1 | 2031 | 24 | 2024 | 10 | REGULAR | ALL | 64 | Labor cost
DEV | MSTR | G11 | DEV-7 | 5.1.22.01 | Wallmounted Condensating Boiler (40 - 10000 Power) | CV3 | 1 | 62 | Power | kW | 1982 | PM-INS | PM | Preventative Maintenance | INS | Inspections | M1 | 2031 | 24 | 2024 | 10 | REGULAR | ALL | 186 | Labor cost
DEV | MSTR | G11 | DEV-7 | 5.1.22.01 | Wallmounted Condensating Boiler (40 - 10000 Power) | CV3 | 1 | 62 | Power | kW | 1982 | PM-INS | PM | Preventative Maintenance | INS | Inspections | M6 | 2031 | 24 | 2024 | 10 | REGULAR | ALL | 47 | Labor cost
DEV | MSTR | G11 | DEV-7 | 5.1.22.01 | Wallmounted Condensating Boiler (40 - 10000 Power) | CV3 | 1 | 62 | Power | kW | 1982 | PM-INS | PM | Preventative Maintenance | INS | Inspections | Y1 | 2031 | 24 | 2024 | 10 | REGULAR | ALL | 47 | Labor cost
DEV | MSTR | G11 | DEV-7 | 5.1.22.01 | Wallmounted Condensating Boiler (40 - 10000 Power) | CV3 | 1 | 62 | Power | kW | 1982 | PM-MAI | PM | Preventative Maintenance | MAI | Maintenance | M6 | 2031 | 24 | 2024 | 10 | REGULAR | ALL | 93 | Labor cost
DEV | MSTR | G11 | DEV-7 | 5.1.22.01 | Wallmounted Condensating Boiler (40 - 10000 Power) | CV3 | 1 | 62 | Power | kW | 1982 | PM-MAI | PM | Preventative Maintenance | MAI | Maintenance | Y1 | 2031 | 24 | 2024 | 10 | REGULAR | ALL | 93 | Labor cost
DEV | MSTR | G11 | DEV-7 | 5.1.22.01 | Wallmounted Condensating Boiler (40 - 10000 Power) | CV3 | 1 | 62 | Power | kW | 1982 | CM-MAI | CM | Corrective Maintenance | MAI | Maintenance | Y1 | 2031 | 24 | 2024 | 10 | REGULAR | ALL | 264 | Labor cost
DEV | MSTR | G11 | DEV-8 | 6.3.41.44 | LED-Spot (GU10 - 230V) (1 - 100 Amount) | Verlichting | 60 | 1 | Amount | # of devices | 1982 | PM-INS | PM | Preventative Maintenance | INS | Inspections | M3 | 2031 | 19 | 2024 | 10 | REGULAR | ALL | 1200 | Labor cost
DEV | MSTR | G11 | DEV-8 | 6.3.41.44 | LED-Spot (GU10 - 230V) (1 - 100 Amount) | Verlichting | 60 | 1 | Amount | # of devices | 1982 | PM-INS | PM | Preventative Maintenance | INS | Inspections | Y1 | 2031 | 19 | 2024 | 10 | REGULAR | ALL | 1800 | Labor cost
DEV | MSTR | G11 | DEV-8 | 6.3.41.44 | LED-Spot (GU10 - 230V) (1 - 100 Amount) | Verlichting | 60 | 1 | Amount | # of devices | 1982 | PM-MAI | PM | Preventative Maintenance | MAI | Maintenance | Y1 | 2031 | 19 | 2024 | 10 | REGULAR | ALL | 350 | Labor cost
DEV | MSTR | G11 | DEV-8 | 6.3.41.44 | LED-Spot (GU10 - 230V) (1 - 100 Amount) | Verlichting | 60 | 1 | Amount | # of devices | 1982 | CM-MAI | CM | Corrective Maintenance | MAI | Maintenance | Y1 | 2031 | 19 | 2024 | 10 | REGULAR | ALL | 1212 | Labor cost
DEV | MSTR | G11 | DEV-9 | 9.0.34.10 | Manual Roller Gate (1 - 500 Area) | Gate | 1 | 15 | Area | m2 | 1982 | PM-INS | PM | Preventative Maintenance | INS | Inspections | M1 | 2031 | 19 | 2024 | 10 | REGULAR | ALL | 150 | Labor cost
DEV | MSTR | G11 | DEV-9 | 9.0.34.10 | Manual Roller Gate (1 - 500 Area) | Gate | 1 | 15 | Area | m2 | 1982 | PM-INS | PM | Preventative Maintenance | INS | Inspections | Y1 | 2031 | 19 | 2024 | 10 | REGULAR | ALL | 90 | Labor cost
DEV | MSTR | G11 | DEV-9 | 9.0.34.10 | Manual Roller Gate (1 - 500 Area) | Gate | 1 | 15 | Area | m2 | 1982 | PM-MAI | PM | Preventative Maintenance | MAI | Maintenance | M3 | 2031 | 19 | 2024 | 10 | REGULAR | ALL | 100 | Labor cost
DEV | MSTR | G11 | DEV-9 | 9.0.34.10 | Manual Roller Gate (1 - 500 Area) | Gate | 1 | 15 | Area | m2 | 1982 | CM-MAI | CM | Corrective Maintenance | MAI | Maintenance | Y1 | 2031 | 19 | 2024 | 10 | REGULAR | ALL | 166 | Labor cost
DEV | MSTR | G11 | DEV-10 | 3.1.31.00 | Manual Swing Doors General (1 - 120 Area) | Zwaaideuren | 2 | 2 | Area | m2 | 1982 | PM-INS | PM | Preventative Maintenance | INS | Inspections | M1 | 2031 | 13 | 2024 | 10 | REGULAR | ALL | 200 | Labor cost
DEV | MSTR | G11 | DEV-10 | 3.1.31.00 | Manual Swing Doors General (1 - 120 Area) | Zwaaideuren | 2 | 2 | Area | m2 | 1982 | PM-INS | PM | Preventative Maintenance | INS | Inspections | W2 | 2031 | 13 | 2024 | 10 | REGULAR | ALL | 217 | Labor cost
DEV | MSTR | G11 | DEV-10 | 3.1.31.00 | Manual Swing Doors General (1 - 120 Area) | Zwaaideuren | 2 | 2 | Area | m2 | 1982 | PM-MAI | PM | Preventative Maintenance | MAI | Maintenance | Y1 | 2031 | 13 | 2024 | 10 | REGULAR | ALL | 120 | Labor cost
DEV | MSTR | G11 | DEV-10 | 3.1.31.00 | Manual Swing Doors General (1 - 120 Area) | Zwaaideuren | 2 | 2 | Area | m2 | 1982 | CM-MAI | CM | Corrective Maintenance | MAI | Maintenance | Y1 | 2031 | 13 | 2024 | 10 | REGULAR | ALL | 162 | Labor cost
DEV | MSTR | G11 | DEV-11 | 2.1.12.01 | Cavity Walls (not insulated) (1 - 100000 Area) | Buitenmuren | 4 | 200 | Area | m2 | 1982 | PM-INS | PM | Preventative Maintenance | INS | Inspections | Y1 | 2031 | 49 | 2024 | 10 | REGULAR | ALL | 80 | Labor cost
DEV | MSTR | G11 | DEV-11 | 2.1.12.01 | Cavity Walls (not insulated) (1 - 100000 Area) | Buitenmuren | 4 | 200 | Area | m2 | 1982 | PM-MAI | PM | Preventative Maintenance | MAI | Maintenance | M6 | 2031 | 49 | 2024 | 10 | REGULAR | ALL | 384 | Labor cost
DEV | MSTR | G11 | DEV-11 | 2.1.12.01 | Cavity Walls (not insulated) (1 - 100000 Area) | Buitenmuren | 4 | 200 | Area | m2 | 1982 | CM-MAI | CM | Corrective Maintenance | MAI | Maintenance | Y1 | 2031 | 49 | 2024 | 10 | REGULAR | ALL | 258 | Labor cost
DEV | MSTR | G11 | DEV-13 | 2.3.11.00 | Concrete Floor (non insulated) (1 - 25000 Area) | Vloer | 1 | 200 | Area | m2 | 1982 | PM-INS | PM | Preventative Maintenance | INS | Inspections | M1 | 2031 | 49 | 2024 | 10 | REGULAR | ALL | 144 | Labor cost
DEV | MSTR | G11 | DEV-13 | 2.3.11.00 | Concrete Floor (non insulated) (1 - 25000 Area) | Vloer | 1 | 200 | Area | m2 | 1982 | PM-MAI | PM | Preventative Maintenance | MAI | Maintenance | Y1 | 2031 | 49 | 2024 | 10 | REGULAR | ALL | 36 | Labor cost
DEV | MSTR | G11 | DEV-13 | 2.3.11.00 | Concrete Floor (non insulated) (1 - 25000 Area) | Vloer | 1 | 200 | Area | m2 | 1982 | UC-FMC | UC | User Cost | FMC | Maintenance | W1 | 2031 | 49 | 2024 | 10 | REGULAR | ALL | 730 | Labor cost
DEV | MSTR | G11 | DEV-13 | 2.3.11.00 | Concrete Floor (non insulated) (1 - 25000 Area) | Vloer | 1 | 200 | Area | m2 | 1982 | CM-MAI | CM | Corrective Maintenance | MAI | Maintenance | Y1 | 2031 | 49 | 2024 | 10 | REGULAR | ALL | 211 | Labor cost
DEV | MSTR | G11 | DEV-15 | 2.8.11.05 | Plinth | plinten | 4 | 75 | Length | m1 | 1982 | PM-MAI | PM | Preventative Maintenance | MAI | Maintenance | M1 | 2031 | 49 | 2024 | 10 | REGULAR | ALL | 3000 | Labor cost
DEV | MSTR | G11 | DEV-15 | 2.8.11.05 | Plinth | plinten | 4 | 75 | Length | m1 | 1982 | CM-MAI | CM | Corrective Maintenance | MAI | Maintenance | Y1 | 2031 | 49 | 2024 | 10 | REGULAR | ALL | 2567 | Labor cost
DEV | abc | def | DEV-16 | 5.1.21.00 | Wallmounted Gas Boiler | Wallmounted Gas Boiler | 1 | 900 | - | kW | 2021 | PM-INS | PM | Preventative Maintenance | INS | Inspections | M1 | 2031 | 10 | 2024 | 10 | REGULAR | ALL | 3375 | Labor cost
DEV | abc | def | DEV-16 | 5.1.21.00 | Wallmounted Gas Boiler | Wallmounted Gas Boiler | 1 | 900 | - | kW | 2021 | PM-INS | PM | Preventative Maintenance | INS | Inspections | M3 | 2031 | 10 | 2024 | 10 | REGULAR | ALL | 1800 | Labor cost
DEV | abc | def | DEV-16 | 5.1.21.00 | Wallmounted Gas Boiler | Wallmounted Gas Boiler | 1 | 900 | - | kW | 2021 | PM-INS | PM | Preventative Maintenance | INS | Inspections | Y1 | 2031 | 10 | 2024 | 10 | REGULAR | ALL | 1013 | Labor cost
DEV | abc | def | DEV-16 | 5.1.21.00 | Wallmounted Gas Boiler | Wallmounted Gas Boiler | 1 | 900 | - | kW | 2021 | PM-MAI | PM | Preventative Maintenance | MAI | Maintenance | Y2 | 2031 | 10 | 2024 | 10 | REGULAR | ALL | 1350 | Labor cost
DEV | abc | def | DEV-16 | 5.1.21.00 | Wallmounted Gas Boiler | Wallmounted Gas Boiler | 1 | 900 | - | kW | 2021 | CM-MAI | CM | Corrective Maintenance | MAI | Maintenance | Y1 | 2031 | 10 | 2024 | 10 | REGULAR | ALL | 2100 | Labor cost
DEV | MSTR | G11 | DEV-1 | 5.7.12.15 | Ventilation hood (1 - 100 Area) | Ventilator | 1 | 1 | Area | m2 | 1982 | LC-EOL | LC | Life Cycle | EOL | End of Life | Y25 | 2032 | 0 | 2024 | 10 | REGULAR | ALL | 200 | Labor cost
DEV | MSTR | G11 | DEV-1 | 5.7.12.15 | Ventilation hood (1 - 100 Area) | Ventilator | 1 | 1 | Area | m2 | 1982 | UC-FMC | UC | User Cost | FMC | End of Life | W1 | 2032 | 0 | 2024 | 10 | REGULAR | ALL | 0 | Labor cost
DEV | MSTR | G11 | DEV-2 | 5.7.31.10 | Roof Extraction Unit (1000 - 150000 Flow rate) | Roof extraction Unit | 1 | 75500 | Flow rate | m3/h | 1982 | PM-INS | PM | Preventative Maintenance | INS | Inspections | M3 | 2032 | 5 | 2024 | 10 | REGULAR | ALL | 7047 | Labor cost
DEV | MSTR | G11 | DEV-2 | 5.7.31.10 | Roof Extraction Unit (1000 - 150000 Flow rate) | Roof extraction Unit | 1 | 75500 | Flow rate | m3/h | 1982 | PM-MAI | PM | Preventative Maintenance | MAI | Maintenance | Y1 | 2032 | 5 | 2024 | 10 | REGULAR | ALL | 7550 | Labor cost
DEV | MSTR | G11 | DEV-2 | 5.7.31.10 | Roof Extraction Unit (1000 - 150000 Flow rate) | Roof extraction Unit | 1 | 75500 | Flow rate | m3/h | 1982 | PM-MAI | PM | Preventative Maintenance | MAI | Maintenance | Y2 | 2032 | 5 | 2024 | 10 | REGULAR | ALL | 3523 | Labor cost
DEV | MSTR | G11 | DEV-2 | 5.7.31.10 | Roof Extraction Unit (1000 - 150000 Flow rate) | Roof extraction Unit | 1 | 75500 | Flow rate | m3/h | 1982 | CM-MAI | CM | Corrective Maintenance | MAI | Maintenance | Y1 | 2032 | 5 | 2024 | 10 | REGULAR | ALL | 4861 | Labor cost
DEV | MSTR | G11 | DEV-3 | 5.1.21.01 | Wallmounted Condensating Gas Boiler (40 - 10000 Power) | CV | 1 | 218 | Power | kW | 1982 | LC-EOL | LC | Life Cycle | EOL | End of Life | Y25 | 2032 | 0 | 2024 | 10 | REGULAR | ALL | 2368 | Labor cost
DEV | MSTR | G11 | DEV-4 | 5.3.20.05 | Sanitary Hot water piping (1 - 100 Length) | Warm water | 1 | 50 | Length | m1 | 1982 | PM-INS | PM | Preventative Maintenance | INS | Inspections | M6 | 2032 | 20 | 2024 | 10 | REGULAR | ALL | 450 | Labor cost
DEV | MSTR | G11 | DEV-4 | 5.3.20.05 | Sanitary Hot water piping (1 - 100 Length) | Warm water | 1 | 50 | Length | m1 | 1982 | CM-MAI | CM | Corrective Maintenance | MAI | Maintenance | Y1 | 2032 | 20 | 2024 | 10 | REGULAR | ALL | 362 | Labor cost
DEV | MSTR | G11 | DEV-5 | 5.6.10.85 | Buffer Vessel Hot Water Distribution (25 - 10000 Content) | Warmwatervat | 1 | 1200 | Content | L | 1982 | PM-INS | PM | Preventative Maintenance | INS | Inspections | M3 | 2032 | 2 | 2024 | 10 | REGULAR | ALL | 2057 | Labor cost
DEV | MSTR | G11 | DEV-5 | 5.6.10.85 | Buffer Vessel Hot Water Distribution (25 - 10000 Content) | Warmwatervat | 1 | 1200 | Content | L | 1982 | PM-MAI | PM | Preventative Maintenance | MAI | Maintenance | Y1 | 2032 | 2 | 2024 | 10 | REGULAR | ALL | 2057 | Labor cost
DEV | MSTR | G11 | DEV-5 | 5.6.10.85 | Buffer Vessel Hot Water Distribution (25 - 10000 Content) | Warmwatervat | 1 | 1200 | Content | L | 1982 | PM-MAI | PM | Preventative Maintenance | MAI | Maintenance | Y2 | 2032 | 2 | 2024 | 10 | REGULAR | ALL | 1029 | Labor cost
DEV | MSTR | G11 | DEV-5 | 5.6.10.85 | Buffer Vessel Hot Water Distribution (25 - 10000 Content) | Warmwatervat | 1 | 1200 | Content | L | 1982 | PM-MAI | PM | Preventative Maintenance | MAI | Maintenance | Y2 | 2032 | 2 | 2024 | 10 | REGULAR | ALL | 3086 | Labor cost
DEV | MSTR | G11 | DEV-5 | 5.6.10.85 | Buffer Vessel Hot Water Distribution (25 - 10000 Content) | Warmwatervat | 1 | 1200 | Content | L | 1982 | CM-MAI | CM | Corrective Maintenance | MAI | Maintenance | Y1 | 2032 | 2 | 2024 | 10 | REGULAR | ALL | 2155 | Labor cost
DEV | MSTR | G11 | DEV-6 | 5.1.22.01 | Wallmounted Condensating Boiler (40 - 10000 Power) | CV2 | 1 | 15 | Power | kW | 1982 | LC-EOL | LC | Life Cycle | EOL | End of Life | Y25 | 2032 | 0 | 2024 | 10 | REGULAR | ALL | 427 | Labor cost
DEV | MSTR | G11 | DEV-7 | 5.1.22.01 | Wallmounted Condensating Boiler (40 - 10000 Power) | CV3 | 1 | 62 | Power | kW | 1982 | LC-EOL | LC | Life Cycle | EOL | End of Life | Y25 | 2032 | 0 | 2024 | 10 | REGULAR | ALL | 1059 | Labor cost
DEV | MSTR | G11 | DEV-8 | 6.3.41.44 | LED-Spot (GU10 - 230V) (1 - 100 Amount) | Verlichting | 60 | 1 | Amount | # of devices | 1982 | PM-INS | PM | Preventative Maintenance | INS | Inspections | M3 | 2032 | 20 | 2024 | 10 | REGULAR | ALL | 1200 | Labor cost
DEV | MSTR | G11 | DEV-8 | 6.3.41.44 | LED-Spot (GU10 - 230V) (1 - 100 Amount) | Verlichting | 60 | 1 | Amount | # of devices | 1982 | PM-INS | PM | Preventative Maintenance | INS | Inspections | Y1 | 2032 | 20 | 2024 | 10 | REGULAR | ALL | 1800 | Labor cost
DEV | MSTR | G11 | DEV-8 | 6.3.41.44 | LED-Spot (GU10 - 230V) (1 - 100 Amount) | Verlichting | 60 | 1 | Amount | # of devices | 1982 | PM-MAI | PM | Preventative Maintenance | MAI | Maintenance | Y1 | 2032 | 20 | 2024 | 10 | REGULAR | ALL | 350 | Labor cost
DEV | MSTR | G11 | DEV-8 | 6.3.41.44 | LED-Spot (GU10 - 230V) (1 - 100 Amount) | Verlichting | 60 | 1 | Amount | # of devices | 1982 | PM-MAI | PM | Preventative Maintenance | MAI | Maintenance | Y2 | 2032 | 20 | 2024 | 10 | REGULAR | ALL | 175 | Labor cost
DEV | MSTR | G11 | DEV-8 | 6.3.41.44 | LED-Spot (GU10 - 230V) (1 - 100 Amount) | Verlichting | 60 | 1 | Amount | # of devices | 1982 | CM-MAI | CM | Corrective Maintenance | MAI | Maintenance | Y1 | 2032 | 20 | 2024 | 10 | REGULAR | ALL | 1526 | Labor cost
DEV | MSTR | G11 | DEV-9 | 9.0.34.10 | Manual Roller Gate (1 - 500 Area) | Gate | 1 | 15 | Area | m2 | 1982 | PM-INS | PM | Preventative Maintenance | INS | Inspections | M1 | 2032 | 20 | 2024 | 10 | REGULAR | ALL | 150 | Labor cost
DEV | MSTR | G11 | DEV-9 | 9.0.34.10 | Manual Roller Gate (1 - 500 Area) | Gate | 1 | 15 | Area | m2 | 1982 | PM-INS | PM | Preventative Maintenance | INS | Inspections | Y1 | 2032 | 20 | 2024 | 10 | REGULAR | ALL | 90 | Labor cost
DEV | MSTR | G11 | DEV-9 | 9.0.34.10 | Manual Roller Gate (1 - 500 Area) | Gate | 1 | 15 | Area | m2 | 1982 | PM-MAI | PM | Preventative Maintenance | MAI | Maintenance | M3 | 2032 | 20 | 2024 | 10 | REGULAR | ALL | 100 | Labor cost
DEV | MSTR | G11 | DEV-9 | 9.0.34.10 | Manual Roller Gate (1 - 500 Area) | Gate | 1 | 15 | Area | m2 | 1982 | CM-MAI | CM | Corrective Maintenance | MAI | Maintenance | Y1 | 2032 | 20 | 2024 | 10 | REGULAR | ALL | 175 | Labor cost
DEV | MSTR | G11 | DEV-10 | 3.1.31.00 | Manual Swing Doors General (1 - 120 Area) | Zwaaideuren | 2 | 2 | Area | m2 | 1982 | PM-INS | PM | Preventative Maintenance | INS | Inspections | M1 | 2032 | 14 | 2024 | 10 | REGULAR | ALL | 200 | Labor cost
DEV | MSTR | G11 | DEV-10 | 3.1.31.00 | Manual Swing Doors General (1 - 120 Area) | Zwaaideuren | 2 | 2 | Area | m2 | 1982 | PM-INS | PM | Preventative Maintenance | INS | Inspections | W2 | 2032 | 14 | 2024 | 10 | REGULAR | ALL | 217 | Labor cost
DEV | MSTR | G11 | DEV-10 | 3.1.31.00 | Manual Swing Doors General (1 - 120 Area) | Zwaaideuren | 2 | 2 | Area | m2 | 1982 | PM-MAI | PM | Preventative Maintenance | MAI | Maintenance | Y1 | 2032 | 14 | 2024 | 10 | REGULAR | ALL | 120 | Labor cost
DEV | MSTR | G11 | DEV-10 | 3.1.31.00 | Manual Swing Doors General (1 - 120 Area) | Zwaaideuren | 2 | 2 | Area | m2 | 1982 | PM-MAI | PM | Preventative Maintenance | MAI | Maintenance | Y2 | 2032 | 14 | 2024 | 10 | REGULAR | ALL | 25 | Labor cost
DEV | MSTR | G11 | DEV-10 | 3.1.31.00 | Manual Swing Doors General (1 - 120 Area) | Zwaaideuren | 2 | 2 | Area | m2 | 1982 | CM-MAI | CM | Corrective Maintenance | MAI | Maintenance | Y1 | 2032 | 14 | 2024 | 10 | REGULAR | ALL | 178 | Labor cost
DEV | MSTR | G11 | DEV-11 | 2.1.12.01 | Cavity Walls (not insulated) (1 - 100000 Area) | Buitenmuren | 4 | 200 | Area | m2 | 1982 | LC-EOL | LC | Life Cycle | EOL | End of Life | Y50 | 2032 | 0 | 2024 | 10 | REGULAR | ALL | 28000 | Labor cost
DEV | MSTR | G11 | DEV-13 | 2.3.11.00 | Concrete Floor (non insulated) (1 - 25000 Area) | Vloer | 1 | 200 | Area | m2 | 1982 | LC-EOL | LC | Life Cycle | EOL | End of Life | Y50 | 2032 | 0 | 2024 | 10 | REGULAR | ALL | 1400 | Labor cost
DEV | MSTR | G11 | DEV-13 | 2.3.11.00 | Concrete Floor (non insulated) (1 - 25000 Area) | Vloer | 1 | 200 | Area | m2 | 1982 | UC-FMC | UC | User Cost | FMC | End of Life | W1 | 2032 | 0 | 2024 | 10 | REGULAR | ALL | 0 | Labor cost
DEV | MSTR | G11 | DEV-14 | 2.7.11.85 |  | Daktrim | 4 | 75 | Length | m1 | 1982 | PM-INS | PM | Preventative Maintenance | INS | Inspections | Y2 | 2032 | 20 | 2024 | 10 | REGULAR | ALL | 30 | Labor cost
DEV | MSTR | G11 | DEV-14 | 2.7.11.85 |  | Daktrim | 4 | 75 | Length | m1 | 1982 | CM-MAI | CM | Corrective Maintenance | MAI | Maintenance | Y1 | 2032 | 20 | 2024 | 10 | REGULAR | ALL | 11 | Labor cost
DEV | MSTR | G11 | DEV-15 | 2.8.11.05 | Plinth | plinten | 4 | 75 | Length | m1 | 1982 | PM-INS | PM | Preventative Maintenance | INS | Inspections | Y2 | 2032 | 50 | 2024 | 10 | REGULAR | ALL | 2500 | Labor cost
DEV | MSTR | G11 | DEV-15 | 2.8.11.05 | Plinth | plinten | 4 | 75 | Length | m1 | 1982 | PM-MAI | PM | Preventative Maintenance | MAI | Maintenance | M1 | 2032 | 50 | 2024 | 10 | REGULAR | ALL | 3000 | Labor cost
DEV | MSTR | G11 | DEV-15 | 2.8.11.05 | Plinth | plinten | 4 | 75 | Length | m1 | 1982 | CM-MAI | CM | Corrective Maintenance | MAI | Maintenance | Y1 | 2032 | 50 | 2024 | 10 | REGULAR | ALL | 3611 | Labor cost
DEV | abc | def | DEV-16 | 5.1.21.00 | Wallmounted Gas Boiler | Wallmounted Gas Boiler | 1 | 900 | - | kW | 2021 | PM-INS | PM | Preventative Maintenance | INS | Inspections | M1 | 2032 | 11 | 2024 | 10 | REGULAR | ALL | 3375 | Labor cost
DEV | abc | def | DEV-16 | 5.1.21.00 | Wallmounted Gas Boiler | Wallmounted Gas Boiler | 1 | 900 | - | kW | 2021 | PM-INS | PM | Preventative Maintenance | INS | Inspections | M3 | 2032 | 11 | 2024 | 10 | REGULAR | ALL | 1800 | Labor cost
DEV | abc | def | DEV-16 | 5.1.21.00 | Wallmounted Gas Boiler | Wallmounted Gas Boiler | 1 | 900 | - | kW | 2021 | PM-INS | PM | Preventative Maintenance | INS | Inspections | Y1 | 2032 | 11 | 2024 | 10 | REGULAR | ALL | 1013 | Labor cost
DEV | abc | def | DEV-16 | 5.1.21.00 | Wallmounted Gas Boiler | Wallmounted Gas Boiler | 1 | 900 | - | kW | 2021 | CM-MAI | CM | Corrective Maintenance | MAI | Maintenance | Y1 | 2032 | 11 | 2024 | 10 | REGULAR | ALL | 1744 | Labor cost
DEV | MSTR | G11 | DEV-1 | 5.7.12.15 | Ventilation hood (1 - 100 Area) | Ventilator | 1 | 1 | Area | m2 | 1982 | UC-FMC | UC | User Cost | FMC | Maintenance | W1 | 2033 | 1 | 2024 | 10 | REGULAR | ALL | 0 | Labor cost
DEV | MSTR | G11 | DEV-2 | 5.7.31.10 | Roof Extraction Unit (1000 - 150000 Flow rate) | Roof extraction Unit | 1 | 75500 | Flow rate | m3/h | 1982 | PM-INS | PM | Preventative Maintenance | INS | Inspections | M3 | 2033 | 6 | 2024 | 10 | REGULAR | ALL | 7047 | Labor cost
DEV | MSTR | G11 | DEV-2 | 5.7.31.10 | Roof Extraction Unit (1000 - 150000 Flow rate) | Roof extraction Unit | 1 | 75500 | Flow rate | m3/h | 1982 | PM-MAI | PM | Preventative Maintenance | MAI | Maintenance | Y1 | 2033 | 6 | 2024 | 10 | REGULAR | ALL | 7550 | Labor cost
DEV | MSTR | G11 | DEV-2 | 5.7.31.10 | Roof Extraction Unit (1000 - 150000 Flow rate) | Roof extraction Unit | 1 | 75500 | Flow rate | m3/h | 1982 | CM-MAI | CM | Corrective Maintenance | MAI | Maintenance | Y1 | 2033 | 6 | 2024 | 10 | REGULAR | ALL | 4102 | Labor cost
DEV | MSTR | G11 | DEV-4 | 5.3.20.05 | Sanitary Hot water piping (1 - 100 Length) | Warm water | 1 | 50 | Length | m1 | 1982 | PM-INS | PM | Preventative Maintenance | INS | Inspections | M6 | 2033 | 21 | 2024 | 10 | REGULAR | ALL | 450 | Labor cost
DEV | MSTR | G11 | DEV-4 | 5.3.20.05 | Sanitary Hot water piping (1 - 100 Length) | Warm water | 1 | 50 | Length | m1 | 1982 | CM-MAI | CM | Corrective Maintenance | MAI | Maintenance | Y1 | 2033 | 21 | 2024 | 10 | REGULAR | ALL | 380 | Labor cost
DEV | MSTR | G11 | DEV-5 | 5.6.10.85 | Buffer Vessel Hot Water Distribution (25 - 10000 Content) | Warmwatervat | 1 | 1200 | Content | L | 1982 | PM-INS | PM | Preventative Maintenance | INS | Inspections | M3 | 2033 | 3 | 2024 | 10 | REGULAR | ALL | 2057 | Labor cost
DEV | MSTR | G11 | DEV-5 | 5.6.10.85 | Buffer Vessel Hot Water Distribution (25 - 10000 Content) | Warmwatervat | 1 | 1200 | Content | L | 1982 | PM-MAI | PM | Preventative Maintenance | MAI | Maintenance | Y1 | 2033 | 3 | 2024 | 10 | REGULAR | ALL | 2057 | Labor cost
DEV | MSTR | G11 | DEV-5 | 5.6.10.85 | Buffer Vessel Hot Water Distribution (25 - 10000 Content) | Warmwatervat | 1 | 1200 | Content | L | 1982 | CM-MAI | CM | Corrective Maintenance | MAI | Maintenance | Y1 | 2033 | 3 | 2024 | 10 | REGULAR | ALL | 1278 | Labor cost
DEV | MSTR | G11 | DEV-8 | 6.3.41.44 | LED-Spot (GU10 - 230V) (1 - 100 Amount) | Verlichting | 60 | 1 | Amount | # of devices | 1982 | PM-INS | PM | Preventative Maintenance | INS | Inspections | M3 | 2033 | 21 | 2024 | 10 | REGULAR | ALL | 1200 | Labor cost
DEV | MSTR | G11 | DEV-8 | 6.3.41.44 | LED-Spot (GU10 - 230V) (1 - 100 Amount) | Verlichting | 60 | 1 | Amount | # of devices | 1982 | PM-INS | PM | Preventative Maintenance | INS | Inspections | Y1 | 2033 | 21 | 2024 | 10 | REGULAR | ALL | 1800 | Labor cost
DEV | MSTR | G11 | DEV-8 | 6.3.41.44 | LED-Spot (GU10 - 230V) (1 - 100 Amount) | Verlichting | 60 | 1 | Amount | # of devices | 1982 | PM-MAI | PM | Preventative Maintenance | MAI | Maintenance | Y1 | 2033 | 21 | 2024 | 10 | REGULAR | ALL | 350 | Labor cost
DEV | MSTR | G11 | DEV-8 | 6.3.41.44 | LED-Spot (GU10 - 230V) (1 - 100 Amount) | Verlichting | 60 | 1 | Amount | # of devices | 1982 | CM-MAI | CM | Corrective Maintenance | MAI | Maintenance | Y1 | 2033 | 21 | 2024 | 10 | REGULAR | ALL | 1340 | Labor cost
DEV | MSTR | G11 | DEV-9 | 9.0.34.10 | Manual Roller Gate (1 - 500 Area) | Gate | 1 | 15 | Area | m2 | 1982 | PM-INS | PM | Preventative Maintenance | INS | Inspections | M1 | 2033 | 21 | 2024 | 10 | REGULAR | ALL | 150 | Labor cost
DEV | MSTR | G11 | DEV-9 | 9.0.34.10 | Manual Roller Gate (1 - 500 Area) | Gate | 1 | 15 | Area | m2 | 1982 | PM-INS | PM | Preventative Maintenance | INS | Inspections | Y1 | 2033 | 21 | 2024 | 10 | REGULAR | ALL | 90 | Labor cost
DEV | MSTR | G11 | DEV-9 | 9.0.34.10 | Manual Roller Gate (1 - 500 Area) | Gate | 1 | 15 | Area | m2 | 1982 | PM-MAI | PM | Preventative Maintenance | MAI | Maintenance | M3 | 2033 | 21 | 2024 | 10 | REGULAR | ALL | 100 | Labor cost
DEV | MSTR | G11 | DEV-9 | 9.0.34.10 | Manual Roller Gate (1 - 500 Area) | Gate | 1 | 15 | Area | m2 | 1982 | CM-MAI | CM | Corrective Maintenance | MAI | Maintenance | Y1 | 2033 | 21 | 2024 | 10 | REGULAR | ALL | 184 | Labor cost
DEV | MSTR | G11 | DEV-10 | 3.1.31.00 | Manual Swing Doors General (1 - 120 Area) | Zwaaideuren | 2 | 2 | Area | m2 | 1982 | PM-INS | PM | Preventative Maintenance | INS | Inspections | M1 | 2033 | 15 | 2024 | 10 | REGULAR | ALL | 200 | Labor cost
DEV | MSTR | G11 | DEV-10 | 3.1.31.00 | Manual Swing Doors General (1 - 120 Area) | Zwaaideuren | 2 | 2 | Area | m2 | 1982 | PM-INS | PM | Preventative Maintenance | INS | Inspections | W2 | 2033 | 15 | 2024 | 10 | REGULAR | ALL | 217 | Labor cost
DEV | MSTR | G11 | DEV-10 | 3.1.31.00 | Manual Swing Doors General (1 - 120 Area) | Zwaaideuren | 2 | 2 | Area | m2 | 1982 | PM-MAI | PM | Preventative Maintenance | MAI | Maintenance | Y1 | 2033 | 15 | 2024 | 10 | REGULAR | ALL | 120 | Labor cost
DEV | MSTR | G11 | DEV-10 | 3.1.31.00 | Manual Swing Doors General (1 - 120 Area) | Zwaaideuren | 2 | 2 | Area | m2 | 1982 | CM-MAI | CM | Corrective Maintenance | MAI | Maintenance | Y1 | 2033 | 15 | 2024 | 10 | REGULAR | ALL | 170 | Labor cost
DEV | MSTR | G11 | DEV-13 | 2.3.11.00 | Concrete Floor (non insulated) (1 - 25000 Area) | Vloer | 1 | 200 | Area | m2 | 1982 | UC-FMC | UC | User Cost | FMC | Maintenance | W1 | 2033 | 1 | 2024 | 10 | REGULAR | ALL | 0 | Labor cost
DEV | MSTR | G11 | DEV-15 | 2.8.11.05 | Plinth | plinten | 4 | 75 | Length | m1 | 1982 | PM-MAI | PM | Preventative Maintenance | MAI | Maintenance | M1 | 2033 | 51 | 2024 | 10 | REGULAR | ALL | 3000 | Labor cost
DEV | MSTR | G11 | DEV-15 | 2.8.11.05 | Plinth | plinten | 4 | 75 | Length | m1 | 1982 | CM-MAI | CM | Corrective Maintenance | MAI | Maintenance | Y1 | 2033 | 51 | 2024 | 10 | REGULAR | ALL | 2671 | Labor cost
DEV | abc | def | DEV-16 | 5.1.21.00 | Wallmounted Gas Boiler | Wallmounted Gas Boiler | 1 | 900 | - | kW | 2021 | PM-INS | PM | Preventative Maintenance | INS | Inspections | M1 | 2033 | 12 | 2024 | 10 | REGULAR | ALL | 3375 | Labor cost
DEV | abc | def | DEV-16 | 5.1.21.00 | Wallmounted Gas Boiler | Wallmounted Gas Boiler | 1 | 900 | - | kW | 2021 | PM-INS | PM | Preventative Maintenance | INS | Inspections | M3 | 2033 | 12 | 2024 | 10 | REGULAR | ALL | 1800 | Labor cost
DEV | abc | def | DEV-16 | 5.1.21.00 | Wallmounted Gas Boiler | Wallmounted Gas Boiler | 1 | 900 | - | kW | 2021 | PM-INS | PM | Preventative Maintenance | INS | Inspections | Y1 | 2033 | 12 | 2024 | 10 | REGULAR | ALL | 1013 | Labor cost
DEV | abc | def | DEV-16 | 5.1.21.00 | Wallmounted Gas Boiler | Wallmounted Gas Boiler | 1 | 900 | - | kW | 2021 | PM-MAI | PM | Preventative Maintenance | MAI | Maintenance | Y2 | 2033 | 12 | 2024 | 10 | REGULAR | ALL | 1350 | Labor cost
DEV | abc | def | DEV-16 | 5.1.21.00 | Wallmounted Gas Boiler | Wallmounted Gas Boiler | 1 | 900 | - | kW | 2021 | CM-MAI | CM | Corrective Maintenance | MAI | Maintenance | Y1 | 2033 | 12 | 2024 | 10 | REGULAR | ALL | 2246 | Labor cost
DEV | MSTR | G11 | DEV-1 | 5.7.12.15 | Ventilation hood (1 - 100 Area) | Ventilator | 1 | 1 | Area | m2 | 1982 | UC-FMC | UC | User Cost | FMC | Maintenance | W1 | 2024 | 17 | 2024 | 10 | REGULAR | ALL | 521 | Consumbles cost
DEV | MSTR | G11 | DEV-2 | 5.7.31.10 | Roof Extraction Unit (1000 - 150000 Flow rate) | Roof extraction Unit | 1 | 75500 | Flow rate | m3/h | 1982 | PM-INS | PM | Preventative Maintenance | INS | Inspections | M3 | 2024 | 12 | 2024 | 10 | REGULAR | ALL | 0 | Consumbles cost
DEV | MSTR | G11 | DEV-2 | 5.7.31.10 | Roof Extraction Unit (1000 - 150000 Flow rate) | Roof extraction Unit | 1 | 75500 | Flow rate | m3/h | 1982 | PM-MAI | PM | Preventative Maintenance | MAI | Maintenance | Y1 | 2024 | 12 | 2024 | 10 | REGULAR | ALL | 1007 | Consumbles cost
DEV | MSTR | G11 | DEV-2 | 5.7.31.10 | Roof Extraction Unit (1000 - 150000 Flow rate) | Roof extraction Unit | 1 | 75500 | Flow rate | m3/h | 1982 | PM-MAI | PM | Preventative Maintenance | MAI | Maintenance | Y2 | 2024 | 12 | 2024 | 10 | REGULAR | ALL | 503 | Consumbles cost
DEV | MSTR | G11 | DEV-2 | 5.7.31.10 | Roof Extraction Unit (1000 - 150000 Flow rate) | Roof extraction Unit | 1 | 75500 | Flow rate | m3/h | 1982 | CM-MAI | CM | Corrective Maintenance | MAI | Maintenance | Y1 | 2024 | 12 | 2024 | 10 | REGULAR | ALL | 0 | Consumbles cost
DEV | MSTR | G11 | DEV-3 | 5.1.21.01 | Wallmounted Condensating Gas Boiler (40 - 10000 Power) | CV | 1 | 218 | Power | kW | 1982 | PM-INS | PM | Preventative Maintenance | INS | Inspections | M1 | 2024 | 17 | 2024 | 10 | REGULAR | ALL | 0 | Consumbles cost
DEV | MSTR | G11 | DEV-3 | 5.1.21.01 | Wallmounted Condensating Gas Boiler (40 - 10000 Power) | CV | 1 | 218 | Power | kW | 1982 | PM-INS | PM | Preventative Maintenance | INS | Inspections | Y1 | 2024 | 17 | 2024 | 10 | REGULAR | ALL | 0 | Consumbles cost
DEV | MSTR | G11 | DEV-3 | 5.1.21.01 | Wallmounted Condensating Gas Boiler (40 - 10000 Power) | CV | 1 | 218 | Power | kW | 1982 | PM-MAI | PM | Preventative Maintenance | MAI | Maintenance | M3 | 2024 | 17 | 2024 | 10 | REGULAR | ALL | 436 | Consumbles cost
DEV | MSTR | G11 | DEV-3 | 5.1.21.01 | Wallmounted Condensating Gas Boiler (40 - 10000 Power) | CV | 1 | 218 | Power | kW | 1982 | PM-MAI | PM | Preventative Maintenance | MAI | Maintenance | Y2 | 2024 | 17 | 2024 | 10 | REGULAR | ALL | 273 | Consumbles cost
DEV | MSTR | G11 | DEV-3 | 5.1.21.01 | Wallmounted Condensating Gas Boiler (40 - 10000 Power) | CV | 1 | 218 | Power | kW | 1982 | CM-MAI | CM | Corrective Maintenance | MAI | Maintenance | Y1 | 2024 | 17 | 2024 | 10 | REGULAR | ALL | 0 | Consumbles cost
DEV | MSTR | G11 | DEV-4 | 5.3.20.05 | Sanitary Hot water piping (1 - 100 Length) | Warm water | 1 | 50 | Length | m1 | 1982 | PM-INS | PM | Preventative Maintenance | INS | Inspections | M6 | 2024 | 12 | 2024 | 10 | REGULAR | ALL | 500 | Consumbles cost
DEV | MSTR | G11 | DEV-4 | 5.3.20.05 | Sanitary Hot water piping (1 - 100 Length) | Warm water | 1 | 50 | Length | m1 | 1982 | CM-MAI | CM | Corrective Maintenance | MAI | Maintenance | Y1 | 2024 | 12 | 2024 | 10 | REGULAR | ALL | 0 | Consumbles cost
DEV | MSTR | G11 | DEV-5 | 5.6.10.85 | Buffer Vessel Hot Water Distribution (25 - 10000 Content) | Warmwatervat | 1 | 1200 | Content | L | 1982 | PM-INS | PM | Preventative Maintenance | INS | Inspections | M3 | 2024 | 2 | 2024 | 10 | REGULAR | ALL | 0 | Consumbles cost
DEV | MSTR | G11 | DEV-5 | 5.6.10.85 | Buffer Vessel Hot Water Distribution (25 - 10000 Content) | Warmwatervat | 1 | 1200 | Content | L | 1982 | PM-MAI | PM | Preventative Maintenance | MAI | Maintenance | Y1 | 2024 | 2 | 2024 | 10 | REGULAR | ALL | 857 | Consumbles cost
DEV | MSTR | G11 | DEV-5 | 5.6.10.85 | Buffer Vessel Hot Water Distribution (25 - 10000 Content) | Warmwatervat | 1 | 1200 | Content | L | 1982 | PM-MAI | PM | Preventative Maintenance | MAI | Maintenance | Y2 | 2024 | 2 | 2024 | 10 | REGULAR | ALL | 171 | Consumbles cost
DEV | MSTR | G11 | DEV-5 | 5.6.10.85 | Buffer Vessel Hot Water Distribution (25 - 10000 Content) | Warmwatervat | 1 | 1200 | Content | L | 1982 | PM-MAI | PM | Preventative Maintenance | MAI | Maintenance | Y2 | 2024 | 2 | 2024 | 10 | REGULAR | ALL | 171 | Consumbles cost
DEV | MSTR | G11 | DEV-5 | 5.6.10.85 | Buffer Vessel Hot Water Distribution (25 - 10000 Content) | Warmwatervat | 1 | 1200 | Content | L | 1982 | CM-MAI | CM | Corrective Maintenance | MAI | Maintenance | Y1 | 2024 | 2 | 2024 | 10 | REGULAR | ALL | 0 | Consumbles cost
DEV | MSTR | G11 | DEV-6 | 5.1.22.01 | Wallmounted Condensating Boiler (40 - 10000 Power) | CV2 | 1 | 15 | Power | kW | 1982 | PM-INS | PM | Preventative Maintenance | INS | Inspections | M1 | 2024 | 17 | 2024 | 10 | REGULAR | ALL | 0 | Consumbles cost
DEV | MSTR | G11 | DEV-6 | 5.1.22.01 | Wallmounted Condensating Boiler (40 - 10000 Power) | CV2 | 1 | 15 | Power | kW | 1982 | PM-INS | PM | Preventative Maintenance | INS | Inspections | M6 | 2024 | 17 | 2024 | 10 | REGULAR | ALL | 0 | Consumbles cost
DEV | MSTR | G11 | DEV-6 | 5.1.22.01 | Wallmounted Condensating Boiler (40 - 10000 Power) | CV2 | 1 | 15 | Power | kW | 1982 | PM-INS | PM | Preventative Maintenance | INS | Inspections | Y1 | 2024 | 17 | 2024 | 10 | REGULAR | ALL | 0 | Consumbles cost
DEV | MSTR | G11 | DEV-6 | 5.1.22.01 | Wallmounted Condensating Boiler (40 - 10000 Power) | CV2 | 1 | 15 | Power | kW | 1982 | PM-MAI | PM | Preventative Maintenance | MAI | Maintenance | M6 | 2024 | 17 | 2024 | 10 | REGULAR | ALL | 0 | Consumbles cost
DEV | MSTR | G11 | DEV-6 | 5.1.22.01 | Wallmounted Condensating Boiler (40 - 10000 Power) | CV2 | 1 | 15 | Power | kW | 1982 | PM-MAI | PM | Preventative Maintenance | MAI | Maintenance | Y1 | 2024 | 17 | 2024 | 10 | REGULAR | ALL | 4 | Consumbles cost
DEV | MSTR | G11 | DEV-6 | 5.1.22.01 | Wallmounted Condensating Boiler (40 - 10000 Power) | CV2 | 1 | 15 | Power | kW | 1982 | CM-MAI | CM | Corrective Maintenance | MAI | Maintenance | Y1 | 2024 | 17 | 2024 | 10 | REGULAR | ALL | 0 | Consumbles cost
DEV | MSTR | G11 | DEV-7 | 5.1.22.01 | Wallmounted Condensating Boiler (40 - 10000 Power) | CV3 | 1 | 62 | Power | kW | 1982 | PM-INS | PM | Preventative Maintenance | INS | Inspections | M1 | 2024 | 17 | 2024 | 10 | REGULAR | ALL | 0 | Consumbles cost
DEV | MSTR | G11 | DEV-7 | 5.1.22.01 | Wallmounted Condensating Boiler (40 - 10000 Power) | CV3 | 1 | 62 | Power | kW | 1982 | PM-INS | PM | Preventative Maintenance | INS | Inspections | M6 | 2024 | 17 | 2024 | 10 | REGULAR | ALL | 0 | Consumbles cost
DEV | MSTR | G11 | DEV-7 | 5.1.22.01 | Wallmounted Condensating Boiler (40 - 10000 Power) | CV3 | 1 | 62 | Power | kW | 1982 | PM-INS | PM | Preventative Maintenance | INS | Inspections | Y1 | 2024 | 17 | 2024 | 10 | REGULAR | ALL | 0 | Consumbles cost
DEV | MSTR | G11 | DEV-7 | 5.1.22.01 | Wallmounted Condensating Boiler (40 - 10000 Power) | CV3 | 1 | 62 | Power | kW | 1982 | PM-MAI | PM | Preventative Maintenance | MAI | Maintenance | M6 | 2024 | 17 | 2024 | 10 | REGULAR | ALL | 0 | Consumbles cost
DEV | MSTR | G11 | DEV-7 | 5.1.22.01 | Wallmounted Condensating Boiler (40 - 10000 Power) | CV3 | 1 | 62 | Power | kW | 1982 | PM-MAI | PM | Preventative Maintenance | MAI | Maintenance | Y1 | 2024 | 17 | 2024 | 10 | REGULAR | ALL | 16 | Consumbles cost
DEV | MSTR | G11 | DEV-7 | 5.1.22.01 | Wallmounted Condensating Boiler (40 - 10000 Power) | CV3 | 1 | 62 | Power | kW | 1982 | CM-MAI | CM | Corrective Maintenance | MAI | Maintenance | Y1 | 2024 | 17 | 2024 | 10 | REGULAR | ALL | 0 | Consumbles cost
DEV | MSTR | G11 | DEV-8 | 6.3.41.44 | LED-Spot (GU10 - 230V) (1 - 100 Amount) | Verlichting | 60 | 1 | Amount | # of devices | 1982 | PM-INS | PM | Preventative Maintenance | INS | Inspections | M3 | 2024 | 12 | 2024 | 10 | REGULAR | ALL | 0 | Consumbles cost
DEV | MSTR | G11 | DEV-8 | 6.3.41.44 | LED-Spot (GU10 - 230V) (1 - 100 Amount) | Verlichting | 60 | 1 | Amount | # of devices | 1982 | PM-INS | PM | Preventative Maintenance | INS | Inspections | Y1 | 2024 | 12 | 2024 | 10 | REGULAR | ALL | 0 | Consumbles cost
DEV | MSTR | G11 | DEV-8 | 6.3.41.44 | LED-Spot (GU10 - 230V) (1 - 100 Amount) | Verlichting | 60 | 1 | Amount | # of devices | 1982 | PM-MAI | PM | Preventative Maintenance | MAI | Maintenance | Y1 | 2024 | 12 | 2024 | 10 | REGULAR | ALL | 0 | Consumbles cost
DEV | MSTR | G11 | DEV-8 | 6.3.41.44 | LED-Spot (GU10 - 230V) (1 - 100 Amount) | Verlichting | 60 | 1 | Amount | # of devices | 1982 | PM-MAI | PM | Preventative Maintenance | MAI | Maintenance | Y2 | 2024 | 12 | 2024 | 10 | REGULAR | ALL | 480 | Consumbles cost
DEV | MSTR | G11 | DEV-8 | 6.3.41.44 | LED-Spot (GU10 - 230V) (1 - 100 Amount) | Verlichting | 60 | 1 | Amount | # of devices | 1982 | CM-MAI | CM | Corrective Maintenance | MAI | Maintenance | Y1 | 2024 | 12 | 2024 | 10 | REGULAR | ALL | 0 | Consumbles cost
DEV | MSTR | G11 | DEV-9 | 9.0.34.10 | Manual Roller Gate (1 - 500 Area) | Gate | 1 | 15 | Area | m2 | 1982 | PM-INS | PM | Preventative Maintenance | INS | Inspections | M1 | 2024 | 12 | 2024 | 10 | REGULAR | ALL | 0 | Consumbles cost
DEV | MSTR | G11 | DEV-9 | 9.0.34.10 | Manual Roller Gate (1 - 500 Area) | Gate | 1 | 15 | Area | m2 | 1982 | PM-INS | PM | Preventative Maintenance | INS | Inspections | Y1 | 2024 | 12 | 2024 | 10 | REGULAR | ALL | 0 | Consumbles cost
DEV | MSTR | G11 | DEV-9 | 9.0.34.10 | Manual Roller Gate (1 - 500 Area) | Gate | 1 | 15 | Area | m2 | 1982 | PM-MAI | PM | Preventative Maintenance | MAI | Maintenance | M3 | 2024 | 12 | 2024 | 10 | REGULAR | ALL | 120 | Consumbles cost
DEV | MSTR | G11 | DEV-9 | 9.0.34.10 | Manual Roller Gate (1 - 500 Area) | Gate | 1 | 15 | Area | m2 | 1982 | CM-MAI | CM | Corrective Maintenance | MAI | Maintenance | Y1 | 2024 | 12 | 2024 | 10 | REGULAR | ALL | 0 | Consumbles cost
DEV | MSTR | G11 | DEV-10 | 3.1.31.00 | Manual Swing Doors General (1 - 120 Area) | Zwaaideuren | 2 | 2 | Area | m2 | 1982 | PM-INS | PM | Preventative Maintenance | INS | Inspections | M1 | 2024 | 6 | 2024 | 10 | REGULAR | ALL | 0 | Consumbles cost
DEV | MSTR | G11 | DEV-10 | 3.1.31.00 | Manual Swing Doors General (1 - 120 Area) | Zwaaideuren | 2 | 2 | Area | m2 | 1982 | PM-INS | PM | Preventative Maintenance | INS | Inspections | W2 | 2024 | 6 | 2024 | 10 | REGULAR | ALL | 0 | Consumbles cost
DEV | MSTR | G11 | DEV-10 | 3.1.31.00 | Manual Swing Doors General (1 - 120 Area) | Zwaaideuren | 2 | 2 | Area | m2 | 1982 | PM-MAI | PM | Preventative Maintenance | MAI | Maintenance | Y1 | 2024 | 6 | 2024 | 10 | REGULAR | ALL | 100 | Consumbles cost
DEV | MSTR | G11 | DEV-10 | 3.1.31.00 | Manual Swing Doors General (1 - 120 Area) | Zwaaideuren | 2 | 2 | Area | m2 | 1982 | PM-MAI | PM | Preventative Maintenance | MAI | Maintenance | Y2 | 2024 | 6 | 2024 | 10 | REGULAR | ALL | 20 | Consumbles cost
DEV | MSTR | G11 | DEV-10 | 3.1.31.00 | Manual Swing Doors General (1 - 120 Area) | Zwaaideuren | 2 | 2 | Area | m2 | 1982 | CM-MAI | CM | Corrective Maintenance | MAI | Maintenance | Y1 | 2024 | 6 | 2024 | 10 | REGULAR | ALL | 0 | Consumbles cost
DEV | MSTR | G11 | DEV-11 | 2.1.12.01 | Cavity Walls (not insulated) (1 - 100000 Area) | Buitenmuren | 4 | 200 | Area | m2 | 1982 | PM-INS | PM | Preventative Maintenance | INS | Inspections | Y1 | 2024 | 42 | 2024 | 10 | REGULAR | ALL | 0 | Consumbles cost
DEV | MSTR | G11 | DEV-11 | 2.1.12.01 | Cavity Walls (not insulated) (1 - 100000 Area) | Buitenmuren | 4 | 200 | Area | m2 | 1982 | PM-MAI | PM | Preventative Maintenance | MAI | Maintenance | M6 | 2024 | 42 | 2024 | 10 | REGULAR | ALL | 0 | Consumbles cost
DEV | MSTR | G11 | DEV-11 | 2.1.12.01 | Cavity Walls (not insulated) (1 - 100000 Area) | Buitenmuren | 4 | 200 | Area | m2 | 1982 | CM-MAI | CM | Corrective Maintenance | MAI | Maintenance | Y1 | 2024 | 42 | 2024 | 10 | REGULAR | ALL | 0 | Consumbles cost
DEV | MSTR | G11 | DEV-13 | 2.3.11.00 | Concrete Floor (non insulated) (1 - 25000 Area) | Vloer | 1 | 200 | Area | m2 | 1982 | PM-INS | PM | Preventative Maintenance | INS | Inspections | M1 | 2024 | 42 | 2024 | 10 | REGULAR | ALL | 0 | Consumbles cost
DEV | MSTR | G11 | DEV-13 | 2.3.11.00 | Concrete Floor (non insulated) (1 - 25000 Area) | Vloer | 1 | 200 | Area | m2 | 1982 | PM-MAI | PM | Preventative Maintenance | MAI | Maintenance | Y1 | 2024 | 42 | 2024 | 10 | REGULAR | ALL | 200 | Consumbles cost
DEV | MSTR | G11 | DEV-13 | 2.3.11.00 | Concrete Floor (non insulated) (1 - 25000 Area) | Vloer | 1 | 200 | Area | m2 | 1982 | PM-MAI | PM | Preventative Maintenance | MAI | Maintenance | Y2 | 2024 | 42 | 2024 | 10 | REGULAR | ALL | 80 | Consumbles cost
DEV | MSTR | G11 | DEV-13 | 2.3.11.00 | Concrete Floor (non insulated) (1 - 25000 Area) | Vloer | 1 | 200 | Area | m2 | 1982 | UC-FMC | UC | User Cost | FMC | Maintenance | W1 | 2024 | 42 | 2024 | 10 | REGULAR | ALL | 0 | Consumbles cost
DEV | MSTR | G11 | DEV-13 | 2.3.11.00 | Concrete Floor (non insulated) (1 - 25000 Area) | Vloer | 1 | 200 | Area | m2 | 1982 | CM-MAI | CM | Corrective Maintenance | MAI | Maintenance | Y1 | 2024 | 42 | 2024 | 10 | REGULAR | ALL | 0 | Consumbles cost
DEV | MSTR | G11 | DEV-14 | 2.7.11.85 |  | Daktrim | 4 | 75 | Length | m1 | 1982 | PM-INS | PM | Preventative Maintenance | INS | Inspections | Y2 | 2024 | 12 | 2024 | 10 | REGULAR | ALL | 0 | Consumbles cost
DEV | MSTR | G11 | DEV-14 | 2.7.11.85 |  | Daktrim | 4 | 75 | Length | m1 | 1982 | CM-MAI | CM | Corrective Maintenance | MAI | Maintenance | Y1 | 2024 | 12 | 2024 | 10 | REGULAR | ALL | 0 | Consumbles cost
DEV | MSTR | G11 | DEV-15 | 2.8.11.05 | Plinth | plinten | 4 | 75 | Length | m1 | 1982 | PM-INS | PM | Preventative Maintenance | INS | Inspections | Y2 | 2024 | 42 | 2024 | 10 | REGULAR | ALL | 0 | Consumbles cost
DEV | MSTR | G11 | DEV-15 | 2.8.11.05 | Plinth | plinten | 4 | 75 | Length | m1 | 1982 | PM-MAI | PM | Preventative Maintenance | MAI | Maintenance | M1 | 2024 | 42 | 2024 | 10 | REGULAR | ALL | 3600 | Consumbles cost
DEV | MSTR | G11 | DEV-15 | 2.8.11.05 | Plinth | plinten | 4 | 75 | Length | m1 | 1982 | CM-MAI | CM | Corrective Maintenance | MAI | Maintenance | Y1 | 2024 | 42 | 2024 | 10 | REGULAR | ALL | 0 | Consumbles cost
DEV | abc | def | DEV-16 | 5.1.21.00 | Wallmounted Gas Boiler | Wallmounted Gas Boiler | 1 | 900 | - | kW | 2021 | PM-INS | PM | Preventative Maintenance | INS | Inspections | M1 | 2024 | 3 | 2024 | 10 | REGULAR | ALL | 0 | Consumbles cost
DEV | abc | def | DEV-16 | 5.1.21.00 | Wallmounted Gas Boiler | Wallmounted Gas Boiler | 1 | 900 | - | kW | 2021 | PM-INS | PM | Preventative Maintenance | INS | Inspections | M3 | 2024 | 3 | 2024 | 10 | REGULAR | ALL | 0 | Consumbles cost
DEV | abc | def | DEV-16 | 5.1.21.00 | Wallmounted Gas Boiler | Wallmounted Gas Boiler | 1 | 900 | - | kW | 2021 | PM-INS | PM | Preventative Maintenance | INS | Inspections | Y1 | 2024 | 3 | 2024 | 10 | REGULAR | ALL | 225 | Consumbles cost
DEV | abc | def | DEV-16 | 5.1.21.00 | Wallmounted Gas Boiler | Wallmounted Gas Boiler | 1 | 900 | - | kW | 2021 | CM-MAI | CM | Corrective Maintenance | MAI | Maintenance | Y1 | 2024 | 3 | 2024 | 10 | REGULAR | ALL | 0 | Consumbles cost
DEV | MSTR | G11 | DEV-9 | 9.0.34.10 | Manual Roller Gate (1 - 500 Area) | Gate | 1 | 15 | Area | m2 | 1982 | CM-MAI | CM | Corrective Maintenance | MAI | Maintenance | Y1 | 2025 | 13 | 2024 | 10 | REGULAR | ALL | 0 | Consumbles cost
DEV | MSTR | G11 | DEV-10 | 3.1.31.00 | Manual Swing Doors General (1 - 120 Area) | Zwaaideuren | 2 | 2 | Area | m2 | 1982 | PM-INS | PM | Preventative Maintenance | INS | Inspections | M1 | 2025 | 7 | 2024 | 10 | REGULAR | ALL | 0 | Consumbles cost
DEV | MSTR | G11 | DEV-10 | 3.1.31.00 | Manual Swing Doors General (1 - 120 Area) | Zwaaideuren | 2 | 2 | Area | m2 | 1982 | PM-INS | PM | Preventative Maintenance | INS | Inspections | W2 | 2025 | 7 | 2024 | 10 | REGULAR | ALL | 0 | Consumbles cost
DEV | MSTR | G11 | DEV-10 | 3.1.31.00 | Manual Swing Doors General (1 - 120 Area) | Zwaaideuren | 2 | 2 | Area | m2 | 1982 | PM-MAI | PM | Preventative Maintenance | MAI | Maintenance | Y1 | 2025 | 7 | 2024 | 10 | REGULAR | ALL | 100 | Consumbles cost
DEV | MSTR | G11 | DEV-10 | 3.1.31.00 | Manual Swing Doors General (1 - 120 Area) | Zwaaideuren | 2 | 2 | Area | m2 | 1982 | CM-MAI | CM | Corrective Maintenance | MAI | Maintenance | Y1 | 2025 | 7 | 2024 | 10 | REGULAR | ALL | 0 | Consumbles cost
DEV | MSTR | G11 | DEV-11 | 2.1.12.01 | Cavity Walls (not insulated) (1 - 100000 Area) | Buitenmuren | 4 | 200 | Area | m2 | 1982 | PM-INS | PM | Preventative Maintenance | INS | Inspections | Y1 | 2025 | 43 | 2024 | 10 | REGULAR | ALL | 0 | Consumbles cost
DEV | MSTR | G11 | DEV-11 | 2.1.12.01 | Cavity Walls (not insulated) (1 - 100000 Area) | Buitenmuren | 4 | 200 | Area | m2 | 1982 | PM-MAI | PM | Preventative Maintenance | MAI | Maintenance | M6 | 2025 | 43 | 2024 | 10 | REGULAR | ALL | 0 | Consumbles cost
DEV | MSTR | G11 | DEV-11 | 2.1.12.01 | Cavity Walls (not insulated) (1 - 100000 Area) | Buitenmuren | 4 | 200 | Area | m2 | 1982 | CM-MAI | CM | Corrective Maintenance | MAI | Maintenance | Y1 | 2025 | 43 | 2024 | 10 | REGULAR | ALL | 0 | Consumbles cost
DEV | MSTR | G11 | DEV-13 | 2.3.11.00 | Concrete Floor (non insulated) (1 - 25000 Area) | Vloer | 1 | 200 | Area | m2 | 1982 | PM-INS | PM | Preventative Maintenance | INS | Inspections | M1 | 2025 | 43 | 2024 | 10 | REGULAR | ALL | 0 | Consumbles cost
DEV | MSTR | G11 | DEV-13 | 2.3.11.00 | Concrete Floor (non insulated) (1 - 25000 Area) | Vloer | 1 | 200 | Area | m2 | 1982 | PM-MAI | PM | Preventative Maintenance | MAI | Maintenance | Y1 | 2025 | 43 | 2024 | 10 | REGULAR | ALL | 200 | Consumbles cost
DEV | MSTR | G11 | DEV-13 | 2.3.11.00 | Concrete Floor (non insulated) (1 - 25000 Area) | Vloer | 1 | 200 | Area | m2 | 1982 | UC-FMC | UC | User Cost | FMC | Maintenance | W1 | 2025 | 43 | 2024 | 10 | REGULAR | ALL | 0 | Consumbles cost
DEV | MSTR | G11 | DEV-13 | 2.3.11.00 | Concrete Floor (non insulated) (1 - 25000 Area) | Vloer | 1 | 200 | Area | m2 | 1982 | CM-MAI | CM | Corrective Maintenance | MAI | Maintenance | Y1 | 2025 | 43 | 2024 | 10 | REGULAR | ALL | 0 | Consumbles cost
DEV | MSTR | G11 | DEV-15 | 2.8.11.05 | Plinth | plinten | 4 | 75 | Length | m1 | 1982 | PM-MAI | PM | Preventative Maintenance | MAI | Maintenance | M1 | 2025 | 43 | 2024 | 10 | REGULAR | ALL | 3600 | Consumbles cost
DEV | MSTR | G11 | DEV-15 | 2.8.11.05 | Plinth | plinten | 4 | 75 | Length | m1 | 1982 | CM-MAI | CM | Corrective Maintenance | MAI | Maintenance | Y1 | 2025 | 43 | 2024 | 10 | REGULAR | ALL | 0 | Consumbles cost
DEV | abc | def | DEV-16 | 5.1.21.00 | Wallmounted Gas Boiler | Wallmounted Gas Boiler | 1 | 900 | - | kW | 2021 | PM-INS | PM | Preventative Maintenance | INS | Inspections | M1 | 2025 | 4 | 2024 | 10 | REGULAR | ALL | 0 | Consumbles cost
DEV | abc | def | DEV-16 | 5.1.21.00 | Wallmounted Gas Boiler | Wallmounted Gas Boiler | 1 | 900 | - | kW | 2021 | PM-INS | PM | Preventative Maintenance | INS | Inspections | M3 | 2025 | 4 | 2024 | 10 | REGULAR | ALL | 0 | Consumbles cost
DEV | abc | def | DEV-16 | 5.1.21.00 | Wallmounted Gas Boiler | Wallmounted Gas Boiler | 1 | 900 | - | kW | 2021 | PM-INS | PM | Preventative Maintenance | INS | Inspections | Y1 | 2025 | 4 | 2024 | 10 | REGULAR | ALL | 225 | Consumbles cost
DEV | abc | def | DEV-16 | 5.1.21.00 | Wallmounted Gas Boiler | Wallmounted Gas Boiler | 1 | 900 | - | kW | 2021 | PM-MAI | PM | Preventative Maintenance | MAI | Maintenance | Y2 | 2025 | 4 | 2024 | 10 | REGULAR | ALL | 225 | Consumbles cost
DEV | abc | def | DEV-16 | 5.1.21.00 | Wallmounted Gas Boiler | Wallmounted Gas Boiler | 1 | 900 | - | kW | 2021 | CM-MAI | CM | Corrective Maintenance | MAI | Maintenance | Y1 | 2025 | 4 | 2024 | 10 | REGULAR | ALL | 0 | Consumbles cost
DEV | MSTR | G11 | DEV-1 | 5.7.12.15 | Ventilation hood (1 - 100 Area) | Ventilator | 1 | 1 | Area | m2 | 1982 | UC-FMC | UC | User Cost | FMC | Maintenance | W1 | 2025 | 18 | 2024 | 10 | REGULAR | ALL | 521 | Consumbles cost
DEV | MSTR | G11 | DEV-2 | 5.7.31.10 | Roof Extraction Unit (1000 - 150000 Flow rate) | Roof extraction Unit | 1 | 75500 | Flow rate | m3/h | 1982 | PM-INS | PM | Preventative Maintenance | INS | Inspections | M3 | 2025 | 13 | 2024 | 10 | REGULAR | ALL | 0 | Consumbles cost
DEV | MSTR | G11 | DEV-2 | 5.7.31.10 | Roof Extraction Unit (1000 - 150000 Flow rate) | Roof extraction Unit | 1 | 75500 | Flow rate | m3/h | 1982 | PM-MAI | PM | Preventative Maintenance | MAI | Maintenance | Y1 | 2025 | 13 | 2024 | 10 | REGULAR | ALL | 1007 | Consumbles cost
DEV | MSTR | G11 | DEV-2 | 5.7.31.10 | Roof Extraction Unit (1000 - 150000 Flow rate) | Roof extraction Unit | 1 | 75500 | Flow rate | m3/h | 1982 | CM-MAI | CM | Corrective Maintenance | MAI | Maintenance | Y1 | 2025 | 13 | 2024 | 10 | REGULAR | ALL | 0 | Consumbles cost
DEV | MSTR | G11 | DEV-3 | 5.1.21.01 | Wallmounted Condensating Gas Boiler (40 - 10000 Power) | CV | 1 | 218 | Power | kW | 1982 | PM-INS | PM | Preventative Maintenance | INS | Inspections | M1 | 2025 | 18 | 2024 | 10 | REGULAR | ALL | 0 | Consumbles cost
DEV | MSTR | G11 | DEV-3 | 5.1.21.01 | Wallmounted Condensating Gas Boiler (40 - 10000 Power) | CV | 1 | 218 | Power | kW | 1982 | PM-INS | PM | Preventative Maintenance | INS | Inspections | Y1 | 2025 | 18 | 2024 | 10 | REGULAR | ALL | 0 | Consumbles cost
DEV | MSTR | G11 | DEV-3 | 5.1.21.01 | Wallmounted Condensating Gas Boiler (40 - 10000 Power) | CV | 1 | 218 | Power | kW | 1982 | PM-MAI | PM | Preventative Maintenance | MAI | Maintenance | M3 | 2025 | 18 | 2024 | 10 | REGULAR | ALL | 436 | Consumbles cost
DEV | MSTR | G11 | DEV-3 | 5.1.21.01 | Wallmounted Condensating Gas Boiler (40 - 10000 Power) | CV | 1 | 218 | Power | kW | 1982 | CM-MAI | CM | Corrective Maintenance | MAI | Maintenance | Y1 | 2025 | 18 | 2024 | 10 | REGULAR | ALL | 0 | Consumbles cost
DEV | MSTR | G11 | DEV-4 | 5.3.20.05 | Sanitary Hot water piping (1 - 100 Length) | Warm water | 1 | 50 | Length | m1 | 1982 | PM-INS | PM | Preventative Maintenance | INS | Inspections | M6 | 2025 | 13 | 2024 | 10 | REGULAR | ALL | 500 | Consumbles cost
DEV | MSTR | G11 | DEV-4 | 5.3.20.05 | Sanitary Hot water piping (1 - 100 Length) | Warm water | 1 | 50 | Length | m1 | 1982 | CM-MAI | CM | Corrective Maintenance | MAI | Maintenance | Y1 | 2025 | 13 | 2024 | 10 | REGULAR | ALL | 0 | Consumbles cost
DEV | MSTR | G11 | DEV-5 | 5.6.10.85 | Buffer Vessel Hot Water Distribution (25 - 10000 Content) | Warmwatervat | 1 | 1200 | Content | L | 1982 | PM-INS | PM | Preventative Maintenance | INS | Inspections | M3 | 2025 | 3 | 2024 | 10 | REGULAR | ALL | 0 | Consumbles cost
DEV | MSTR | G11 | DEV-5 | 5.6.10.85 | Buffer Vessel Hot Water Distribution (25 - 10000 Content) | Warmwatervat | 1 | 1200 | Content | L | 1982 | PM-MAI | PM | Preventative Maintenance | MAI | Maintenance | Y1 | 2025 | 3 | 2024 | 10 | REGULAR | ALL | 857 | Consumbles cost
DEV | MSTR | G11 | DEV-5 | 5.6.10.85 | Buffer Vessel Hot Water Distribution (25 - 10000 Content) | Warmwatervat | 1 | 1200 | Content | L | 1982 | CM-MAI | CM | Corrective Maintenance | MAI | Maintenance | Y1 | 2025 | 3 | 2024 | 10 | REGULAR | ALL | 0 | Consumbles cost
DEV | MSTR | G11 | DEV-6 | 5.1.22.01 | Wallmounted Condensating Boiler (40 - 10000 Power) | CV2 | 1 | 15 | Power | kW | 1982 | PM-INS | PM | Preventative Maintenance | INS | Inspections | M1 | 2025 | 18 | 2024 | 10 | REGULAR | ALL | 0 | Consumbles cost
DEV | MSTR | G11 | DEV-6 | 5.1.22.01 | Wallmounted Condensating Boiler (40 - 10000 Power) | CV2 | 1 | 15 | Power | kW | 1982 | PM-INS | PM | Preventative Maintenance | INS | Inspections | M6 | 2025 | 18 | 2024 | 10 | REGULAR | ALL | 0 | Consumbles cost
DEV | MSTR | G11 | DEV-6 | 5.1.22.01 | Wallmounted Condensating Boiler (40 - 10000 Power) | CV2 | 1 | 15 | Power | kW | 1982 | PM-INS | PM | Preventative Maintenance | INS | Inspections | Y1 | 2025 | 18 | 2024 | 10 | REGULAR | ALL | 0 | Consumbles cost
DEV | MSTR | G11 | DEV-6 | 5.1.22.01 | Wallmounted Condensating Boiler (40 - 10000 Power) | CV2 | 1 | 15 | Power | kW | 1982 | PM-MAI | PM | Preventative Maintenance | MAI | Maintenance | M6 | 2025 | 18 | 2024 | 10 | REGULAR | ALL | 0 | Consumbles cost
DEV | MSTR | G11 | DEV-6 | 5.1.22.01 | Wallmounted Condensating Boiler (40 - 10000 Power) | CV2 | 1 | 15 | Power | kW | 1982 | PM-MAI | PM | Preventative Maintenance | MAI | Maintenance | Y1 | 2025 | 18 | 2024 | 10 | REGULAR | ALL | 4 | Consumbles cost
DEV | MSTR | G11 | DEV-6 | 5.1.22.01 | Wallmounted Condensating Boiler (40 - 10000 Power) | CV2 | 1 | 15 | Power | kW | 1982 | CM-MAI | CM | Corrective Maintenance | MAI | Maintenance | Y1 | 2025 | 18 | 2024 | 10 | REGULAR | ALL | 0 | Consumbles cost
DEV | MSTR | G11 | DEV-7 | 5.1.22.01 | Wallmounted Condensating Boiler (40 - 10000 Power) | CV3 | 1 | 62 | Power | kW | 1982 | PM-INS | PM | Preventative Maintenance | INS | Inspections | M1 | 2025 | 18 | 2024 | 10 | REGULAR | ALL | 0 | Consumbles cost
DEV | MSTR | G11 | DEV-7 | 5.1.22.01 | Wallmounted Condensating Boiler (40 - 10000 Power) | CV3 | 1 | 62 | Power | kW | 1982 | PM-INS | PM | Preventative Maintenance | INS | Inspections | M6 | 2025 | 18 | 2024 | 10 | REGULAR | ALL | 0 | Consumbles cost
DEV | MSTR | G11 | DEV-7 | 5.1.22.01 | Wallmounted Condensating Boiler (40 - 10000 Power) | CV3 | 1 | 62 | Power | kW | 1982 | PM-INS | PM | Preventative Maintenance | INS | Inspections | Y1 | 2025 | 18 | 2024 | 10 | REGULAR | ALL | 0 | Consumbles cost
DEV | MSTR | G11 | DEV-7 | 5.1.22.01 | Wallmounted Condensating Boiler (40 - 10000 Power) | CV3 | 1 | 62 | Power | kW | 1982 | PM-MAI | PM | Preventative Maintenance | MAI | Maintenance | M6 | 2025 | 18 | 2024 | 10 | REGULAR | ALL | 0 | Consumbles cost
DEV | MSTR | G11 | DEV-7 | 5.1.22.01 | Wallmounted Condensating Boiler (40 - 10000 Power) | CV3 | 1 | 62 | Power | kW | 1982 | PM-MAI | PM | Preventative Maintenance | MAI | Maintenance | Y1 | 2025 | 18 | 2024 | 10 | REGULAR | ALL | 16 | Consumbles cost
DEV | MSTR | G11 | DEV-7 | 5.1.22.01 | Wallmounted Condensating Boiler (40 - 10000 Power) | CV3 | 1 | 62 | Power | kW | 1982 | CM-MAI | CM | Corrective Maintenance | MAI | Maintenance | Y1 | 2025 | 18 | 2024 | 10 | REGULAR | ALL | 0 | Consumbles cost
DEV | MSTR | G11 | DEV-8 | 6.3.41.44 | LED-Spot (GU10 - 230V) (1 - 100 Amount) | Verlichting | 60 | 1 | Amount | # of devices | 1982 | PM-INS | PM | Preventative Maintenance | INS | Inspections | M3 | 2025 | 13 | 2024 | 10 | REGULAR | ALL | 0 | Consumbles cost
DEV | MSTR | G11 | DEV-8 | 6.3.41.44 | LED-Spot (GU10 - 230V) (1 - 100 Amount) | Verlichting | 60 | 1 | Amount | # of devices | 1982 | PM-INS | PM | Preventative Maintenance | INS | Inspections | Y1 | 2025 | 13 | 2024 | 10 | REGULAR | ALL | 0 | Consumbles cost
DEV | MSTR | G11 | DEV-8 | 6.3.41.44 | LED-Spot (GU10 - 230V) (1 - 100 Amount) | Verlichting | 60 | 1 | Amount | # of devices | 1982 | PM-MAI | PM | Preventative Maintenance | MAI | Maintenance | Y1 | 2025 | 13 | 2024 | 10 | REGULAR | ALL | 0 | Consumbles cost
DEV | MSTR | G11 | DEV-8 | 6.3.41.44 | LED-Spot (GU10 - 230V) (1 - 100 Amount) | Verlichting | 60 | 1 | Amount | # of devices | 1982 | CM-MAI | CM | Corrective Maintenance | MAI | Maintenance | Y1 | 2025 | 13 | 2024 | 10 | REGULAR | ALL | 0 | Consumbles cost
DEV | MSTR | G11 | DEV-9 | 9.0.34.10 | Manual Roller Gate (1 - 500 Area) | Gate | 1 | 15 | Area | m2 | 1982 | PM-INS | PM | Preventative Maintenance | INS | Inspections | M1 | 2025 | 13 | 2024 | 10 | REGULAR | ALL | 0 | Consumbles cost
DEV | MSTR | G11 | DEV-9 | 9.0.34.10 | Manual Roller Gate (1 - 500 Area) | Gate | 1 | 15 | Area | m2 | 1982 | PM-INS | PM | Preventative Maintenance | INS | Inspections | Y1 | 2025 | 13 | 2024 | 10 | REGULAR | ALL | 0 | Consumbles cost
DEV | MSTR | G11 | DEV-9 | 9.0.34.10 | Manual Roller Gate (1 - 500 Area) | Gate | 1 | 15 | Area | m2 | 1982 | PM-MAI | PM | Preventative Maintenance | MAI | Maintenance | M3 | 2025 | 13 | 2024 | 10 | REGULAR | ALL | 120 | Consumbles cost
DEV | MSTR | G11 | DEV-1 | 5.7.12.15 | Ventilation hood (1 - 100 Area) | Ventilator | 1 | 1 | Area | m2 | 1982 | UC-FMC | UC | User Cost | FMC | Maintenance | W1 | 2026 | 19 | 2024 | 10 | REGULAR | ALL | 521 | Consumbles cost
DEV | MSTR | G11 | DEV-2 | 5.7.31.10 | Roof Extraction Unit (1000 - 150000 Flow rate) | Roof extraction Unit | 1 | 75500 | Flow rate | m3/h | 1982 | PM-INS | PM | Preventative Maintenance | INS | Inspections | M3 | 2026 | 14 | 2024 | 10 | REGULAR | ALL | 0 | Consumbles cost
DEV | MSTR | G11 | DEV-2 | 5.7.31.10 | Roof Extraction Unit (1000 - 150000 Flow rate) | Roof extraction Unit | 1 | 75500 | Flow rate | m3/h | 1982 | PM-MAI | PM | Preventative Maintenance | MAI | Maintenance | Y1 | 2026 | 14 | 2024 | 10 | REGULAR | ALL | 1007 | Consumbles cost
DEV | MSTR | G11 | DEV-2 | 5.7.31.10 | Roof Extraction Unit (1000 - 150000 Flow rate) | Roof extraction Unit | 1 | 75500 | Flow rate | m3/h | 1982 | PM-MAI | PM | Preventative Maintenance | MAI | Maintenance | Y2 | 2026 | 14 | 2024 | 10 | REGULAR | ALL | 503 | Consumbles cost
DEV | MSTR | G11 | DEV-2 | 5.7.31.10 | Roof Extraction Unit (1000 - 150000 Flow rate) | Roof extraction Unit | 1 | 75500 | Flow rate | m3/h | 1982 | CM-MAI | CM | Corrective Maintenance | MAI | Maintenance | Y1 | 2026 | 14 | 2024 | 10 | REGULAR | ALL | 0 | Consumbles cost
DEV | MSTR | G11 | DEV-3 | 5.1.21.01 | Wallmounted Condensating Gas Boiler (40 - 10000 Power) | CV | 1 | 218 | Power | kW | 1982 | PM-INS | PM | Preventative Maintenance | INS | Inspections | M1 | 2026 | 19 | 2024 | 10 | REGULAR | ALL | 0 | Consumbles cost
DEV | MSTR | G11 | DEV-3 | 5.1.21.01 | Wallmounted Condensating Gas Boiler (40 - 10000 Power) | CV | 1 | 218 | Power | kW | 1982 | PM-INS | PM | Preventative Maintenance | INS | Inspections | Y1 | 2026 | 19 | 2024 | 10 | REGULAR | ALL | 0 | Consumbles cost
DEV | MSTR | G11 | DEV-3 | 5.1.21.01 | Wallmounted Condensating Gas Boiler (40 - 10000 Power) | CV | 1 | 218 | Power | kW | 1982 | PM-MAI | PM | Preventative Maintenance | MAI | Maintenance | M3 | 2026 | 19 | 2024 | 10 | REGULAR | ALL | 436 | Consumbles cost
DEV | MSTR | G11 | DEV-3 | 5.1.21.01 | Wallmounted Condensating Gas Boiler (40 - 10000 Power) | CV | 1 | 218 | Power | kW | 1982 | PM-MAI | PM | Preventative Maintenance | MAI | Maintenance | Y2 | 2026 | 19 | 2024 | 10 | REGULAR | ALL | 273 | Consumbles cost
DEV | MSTR | G11 | DEV-3 | 5.1.21.01 | Wallmounted Condensating Gas Boiler (40 - 10000 Power) | CV | 1 | 218 | Power | kW | 1982 | CM-MAI | CM | Corrective Maintenance | MAI | Maintenance | Y1 | 2026 | 19 | 2024 | 10 | REGULAR | ALL | 0 | Consumbles cost
DEV | MSTR | G11 | DEV-4 | 5.3.20.05 | Sanitary Hot water piping (1 - 100 Length) | Warm water | 1 | 50 | Length | m1 | 1982 | PM-INS | PM | Preventative Maintenance | INS | Inspections | M6 | 2026 | 14 | 2024 | 10 | REGULAR | ALL | 500 | Consumbles cost
DEV | MSTR | G11 | DEV-4 | 5.3.20.05 | Sanitary Hot water piping (1 - 100 Length) | Warm water | 1 | 50 | Length | m1 | 1982 | CM-MAI | CM | Corrective Maintenance | MAI | Maintenance | Y1 | 2026 | 14 | 2024 | 10 | REGULAR | ALL | 0 | Consumbles cost
DEV | MSTR | G11 | DEV-5 | 5.6.10.85 | Buffer Vessel Hot Water Distribution (25 - 10000 Content) | Warmwatervat | 1 | 1200 | Content | L | 1982 | PM-INS | PM | Preventative Maintenance | INS | Inspections | M3 | 2026 | 4 | 2024 | 10 | REGULAR | ALL | 0 | Consumbles cost
DEV | MSTR | G11 | DEV-5 | 5.6.10.85 | Buffer Vessel Hot Water Distribution (25 - 10000 Content) | Warmwatervat | 1 | 1200 | Content | L | 1982 | PM-MAI | PM | Preventative Maintenance | MAI | Maintenance | Y1 | 2026 | 4 | 2024 | 10 | REGULAR | ALL | 857 | Consumbles cost
DEV | MSTR | G11 | DEV-5 | 5.6.10.85 | Buffer Vessel Hot Water Distribution (25 - 10000 Content) | Warmwatervat | 1 | 1200 | Content | L | 1982 | PM-MAI | PM | Preventative Maintenance | MAI | Maintenance | Y2 | 2026 | 4 | 2024 | 10 | REGULAR | ALL | 171 | Consumbles cost
DEV | MSTR | G11 | DEV-5 | 5.6.10.85 | Buffer Vessel Hot Water Distribution (25 - 10000 Content) | Warmwatervat | 1 | 1200 | Content | L | 1982 | PM-MAI | PM | Preventative Maintenance | MAI | Maintenance | Y2 | 2026 | 4 | 2024 | 10 | REGULAR | ALL | 171 | Consumbles cost
DEV | MSTR | G11 | DEV-5 | 5.6.10.85 | Buffer Vessel Hot Water Distribution (25 - 10000 Content) | Warmwatervat | 1 | 1200 | Content | L | 1982 | CM-MAI | CM | Corrective Maintenance | MAI | Maintenance | Y1 | 2026 | 4 | 2024 | 10 | REGULAR | ALL | 0 | Consumbles cost
DEV | MSTR | G11 | DEV-6 | 5.1.22.01 | Wallmounted Condensating Boiler (40 - 10000 Power) | CV2 | 1 | 15 | Power | kW | 1982 | PM-INS | PM | Preventative Maintenance | INS | Inspections | M1 | 2026 | 19 | 2024 | 10 | REGULAR | ALL | 0 | Consumbles cost
DEV | MSTR | G11 | DEV-6 | 5.1.22.01 | Wallmounted Condensating Boiler (40 - 10000 Power) | CV2 | 1 | 15 | Power | kW | 1982 | PM-INS | PM | Preventative Maintenance | INS | Inspections | M6 | 2026 | 19 | 2024 | 10 | REGULAR | ALL | 0 | Consumbles cost
DEV | MSTR | G11 | DEV-6 | 5.1.22.01 | Wallmounted Condensating Boiler (40 - 10000 Power) | CV2 | 1 | 15 | Power | kW | 1982 | PM-INS | PM | Preventative Maintenance | INS | Inspections | Y1 | 2026 | 19 | 2024 | 10 | REGULAR | ALL | 0 | Consumbles cost
DEV | MSTR | G11 | DEV-6 | 5.1.22.01 | Wallmounted Condensating Boiler (40 - 10000 Power) | CV2 | 1 | 15 | Power | kW | 1982 | PM-MAI | PM | Preventative Maintenance | MAI | Maintenance | M6 | 2026 | 19 | 2024 | 10 | REGULAR | ALL | 0 | Consumbles cost
DEV | MSTR | G11 | DEV-6 | 5.1.22.01 | Wallmounted Condensating Boiler (40 - 10000 Power) | CV2 | 1 | 15 | Power | kW | 1982 | PM-MAI | PM | Preventative Maintenance | MAI | Maintenance | Y1 | 2026 | 19 | 2024 | 10 | REGULAR | ALL | 4 | Consumbles cost
DEV | MSTR | G11 | DEV-6 | 5.1.22.01 | Wallmounted Condensating Boiler (40 - 10000 Power) | CV2 | 1 | 15 | Power | kW | 1982 | CM-MAI | CM | Corrective Maintenance | MAI | Maintenance | Y1 | 2026 | 19 | 2024 | 10 | REGULAR | ALL | 0 | Consumbles cost
DEV | MSTR | G11 | DEV-7 | 5.1.22.01 | Wallmounted Condensating Boiler (40 - 10000 Power) | CV3 | 1 | 62 | Power | kW | 1982 | PM-INS | PM | Preventative Maintenance | INS | Inspections | M1 | 2026 | 19 | 2024 | 10 | REGULAR | ALL | 0 | Consumbles cost
DEV | MSTR | G11 | DEV-7 | 5.1.22.01 | Wallmounted Condensating Boiler (40 - 10000 Power) | CV3 | 1 | 62 | Power | kW | 1982 | PM-INS | PM | Preventative Maintenance | INS | Inspections | M6 | 2026 | 19 | 2024 | 10 | REGULAR | ALL | 0 | Consumbles cost
DEV | MSTR | G11 | DEV-7 | 5.1.22.01 | Wallmounted Condensating Boiler (40 - 10000 Power) | CV3 | 1 | 62 | Power | kW | 1982 | PM-INS | PM | Preventative Maintenance | INS | Inspections | Y1 | 2026 | 19 | 2024 | 10 | REGULAR | ALL | 0 | Consumbles cost
DEV | MSTR | G11 | DEV-7 | 5.1.22.01 | Wallmounted Condensating Boiler (40 - 10000 Power) | CV3 | 1 | 62 | Power | kW | 1982 | PM-MAI | PM | Preventative Maintenance | MAI | Maintenance | M6 | 2026 | 19 | 2024 | 10 | REGULAR | ALL | 0 | Consumbles cost
DEV | MSTR | G11 | DEV-7 | 5.1.22.01 | Wallmounted Condensating Boiler (40 - 10000 Power) | CV3 | 1 | 62 | Power | kW | 1982 | PM-MAI | PM | Preventative Maintenance | MAI | Maintenance | Y1 | 2026 | 19 | 2024 | 10 | REGULAR | ALL | 16 | Consumbles cost
DEV | MSTR | G11 | DEV-7 | 5.1.22.01 | Wallmounted Condensating Boiler (40 - 10000 Power) | CV3 | 1 | 62 | Power | kW | 1982 | CM-MAI | CM | Corrective Maintenance | MAI | Maintenance | Y1 | 2026 | 19 | 2024 | 10 | REGULAR | ALL | 0 | Consumbles cost
DEV | MSTR | G11 | DEV-8 | 6.3.41.44 | LED-Spot (GU10 - 230V) (1 - 100 Amount) | Verlichting | 60 | 1 | Amount | # of devices | 1982 | PM-INS | PM | Preventative Maintenance | INS | Inspections | M3 | 2026 | 14 | 2024 | 10 | REGULAR | ALL | 0 | Consumbles cost
DEV | MSTR | G11 | DEV-8 | 6.3.41.44 | LED-Spot (GU10 - 230V) (1 - 100 Amount) | Verlichting | 60 | 1 | Amount | # of devices | 1982 | PM-INS | PM | Preventative Maintenance | INS | Inspections | Y1 | 2026 | 14 | 2024 | 10 | REGULAR | ALL | 0 | Consumbles cost
DEV | MSTR | G11 | DEV-8 | 6.3.41.44 | LED-Spot (GU10 - 230V) (1 - 100 Amount) | Verlichting | 60 | 1 | Amount | # of devices | 1982 | PM-MAI | PM | Preventative Maintenance | MAI | Maintenance | Y1 | 2026 | 14 | 2024 | 10 | REGULAR | ALL | 0 | Consumbles cost
DEV | MSTR | G11 | DEV-8 | 6.3.41.44 | LED-Spot (GU10 - 230V) (1 - 100 Amount) | Verlichting | 60 | 1 | Amount | # of devices | 1982 | PM-MAI | PM | Preventative Maintenance | MAI | Maintenance | Y2 | 2026 | 14 | 2024 | 10 | REGULAR | ALL | 480 | Consumbles cost
DEV | MSTR | G11 | DEV-8 | 6.3.41.44 | LED-Spot (GU10 - 230V) (1 - 100 Amount) | Verlichting | 60 | 1 | Amount | # of devices | 1982 | CM-MAI | CM | Corrective Maintenance | MAI | Maintenance | Y1 | 2026 | 14 | 2024 | 10 | REGULAR | ALL | 0 | Consumbles cost
DEV | MSTR | G11 | DEV-9 | 9.0.34.10 | Manual Roller Gate (1 - 500 Area) | Gate | 1 | 15 | Area | m2 | 1982 | PM-INS | PM | Preventative Maintenance | INS | Inspections | M1 | 2026 | 14 | 2024 | 10 | REGULAR | ALL | 0 | Consumbles cost
DEV | MSTR | G11 | DEV-9 | 9.0.34.10 | Manual Roller Gate (1 - 500 Area) | Gate | 1 | 15 | Area | m2 | 1982 | PM-INS | PM | Preventative Maintenance | INS | Inspections | Y1 | 2026 | 14 | 2024 | 10 | REGULAR | ALL | 0 | Consumbles cost
DEV | MSTR | G11 | DEV-9 | 9.0.34.10 | Manual Roller Gate (1 - 500 Area) | Gate | 1 | 15 | Area | m2 | 1982 | PM-MAI | PM | Preventative Maintenance | MAI | Maintenance | M3 | 2026 | 14 | 2024 | 10 | REGULAR | ALL | 120 | Consumbles cost
DEV | MSTR | G11 | DEV-9 | 9.0.34.10 | Manual Roller Gate (1 - 500 Area) | Gate | 1 | 15 | Area | m2 | 1982 | CM-MAI | CM | Corrective Maintenance | MAI | Maintenance | Y1 | 2026 | 14 | 2024 | 10 | REGULAR | ALL | 0 | Consumbles cost
DEV | MSTR | G11 | DEV-10 | 3.1.31.00 | Manual Swing Doors General (1 - 120 Area) | Zwaaideuren | 2 | 2 | Area | m2 | 1982 | PM-INS | PM | Preventative Maintenance | INS | Inspections | M1 | 2026 | 8 | 2024 | 10 | REGULAR | ALL | 0 | Consumbles cost
DEV | MSTR | G11 | DEV-10 | 3.1.31.00 | Manual Swing Doors General (1 - 120 Area) | Zwaaideuren | 2 | 2 | Area | m2 | 1982 | PM-INS | PM | Preventative Maintenance | INS | Inspections | W2 | 2026 | 8 | 2024 | 10 | REGULAR | ALL | 0 | Consumbles cost
DEV | MSTR | G11 | DEV-10 | 3.1.31.00 | Manual Swing Doors General (1 - 120 Area) | Zwaaideuren | 2 | 2 | Area | m2 | 1982 | PM-MAI | PM | Preventative Maintenance | MAI | Maintenance | Y1 | 2026 | 8 | 2024 | 10 | REGULAR | ALL | 100 | Consumbles cost
DEV | MSTR | G11 | DEV-10 | 3.1.31.00 | Manual Swing Doors General (1 - 120 Area) | Zwaaideuren | 2 | 2 | Area | m2 | 1982 | PM-MAI | PM | Preventative Maintenance | MAI | Maintenance | Y2 | 2026 | 8 | 2024 | 10 | REGULAR | ALL | 20 | Consumbles cost
DEV | MSTR | G11 | DEV-10 | 3.1.31.00 | Manual Swing Doors General (1 - 120 Area) | Zwaaideuren | 2 | 2 | Area | m2 | 1982 | CM-MAI | CM | Corrective Maintenance | MAI | Maintenance | Y1 | 2026 | 8 | 2024 | 10 | REGULAR | ALL | 0 | Consumbles cost
DEV | MSTR | G11 | DEV-11 | 2.1.12.01 | Cavity Walls (not insulated) (1 - 100000 Area) | Buitenmuren | 4 | 200 | Area | m2 | 1982 | PM-INS | PM | Preventative Maintenance | INS | Inspections | Y1 | 2026 | 44 | 2024 | 10 | REGULAR | ALL | 0 | Consumbles cost
DEV | MSTR | G11 | DEV-11 | 2.1.12.01 | Cavity Walls (not insulated) (1 - 100000 Area) | Buitenmuren | 4 | 200 | Area | m2 | 1982 | PM-MAI | PM | Preventative Maintenance | MAI | Maintenance | M6 | 2026 | 44 | 2024 | 10 | REGULAR | ALL | 0 | Consumbles cost
DEV | MSTR | G11 | DEV-11 | 2.1.12.01 | Cavity Walls (not insulated) (1 - 100000 Area) | Buitenmuren | 4 | 200 | Area | m2 | 1982 | CM-MAI | CM | Corrective Maintenance | MAI | Maintenance | Y1 | 2026 | 44 | 2024 | 10 | REGULAR | ALL | 0 | Consumbles cost
DEV | MSTR | G11 | DEV-13 | 2.3.11.00 | Concrete Floor (non insulated) (1 - 25000 Area) | Vloer | 1 | 200 | Area | m2 | 1982 | PM-INS | PM | Preventative Maintenance | INS | Inspections | M1 | 2026 | 44 | 2024 | 10 | REGULAR | ALL | 0 | Consumbles cost
DEV | MSTR | G11 | DEV-13 | 2.3.11.00 | Concrete Floor (non insulated) (1 - 25000 Area) | Vloer | 1 | 200 | Area | m2 | 1982 | PM-MAI | PM | Preventative Maintenance | MAI | Maintenance | Y1 | 2026 | 44 | 2024 | 10 | REGULAR | ALL | 200 | Consumbles cost
DEV | MSTR | G11 | DEV-13 | 2.3.11.00 | Concrete Floor (non insulated) (1 - 25000 Area) | Vloer | 1 | 200 | Area | m2 | 1982 | PM-MAI | PM | Preventative Maintenance | MAI | Maintenance | Y2 | 2026 | 44 | 2024 | 10 | REGULAR | ALL | 80 | Consumbles cost
DEV | MSTR | G11 | DEV-13 | 2.3.11.00 | Concrete Floor (non insulated) (1 - 25000 Area) | Vloer | 1 | 200 | Area | m2 | 1982 | UC-FMC | UC | User Cost | FMC | Maintenance | W1 | 2026 | 44 | 2024 | 10 | REGULAR | ALL | 0 | Consumbles cost
DEV | MSTR | G11 | DEV-13 | 2.3.11.00 | Concrete Floor (non insulated) (1 - 25000 Area) | Vloer | 1 | 200 | Area | m2 | 1982 | CM-MAI | CM | Corrective Maintenance | MAI | Maintenance | Y1 | 2026 | 44 | 2024 | 10 | REGULAR | ALL | 0 | Consumbles cost
DEV | MSTR | G11 | DEV-14 | 2.7.11.85 |  | Daktrim | 4 | 75 | Length | m1 | 1982 | PM-INS | PM | Preventative Maintenance | INS | Inspections | Y2 | 2026 | 14 | 2024 | 10 | REGULAR | ALL | 0 | Consumbles cost
DEV | MSTR | G11 | DEV-14 | 2.7.11.85 |  | Daktrim | 4 | 75 | Length | m1 | 1982 | CM-MAI | CM | Corrective Maintenance | MAI | Maintenance | Y1 | 2026 | 14 | 2024 | 10 | REGULAR | ALL | 0 | Consumbles cost
DEV | MSTR | G11 | DEV-15 | 2.8.11.05 | Plinth | plinten | 4 | 75 | Length | m1 | 1982 | PM-INS | PM | Preventative Maintenance | INS | Inspections | Y2 | 2026 | 44 | 2024 | 10 | REGULAR | ALL | 0 | Consumbles cost
DEV | MSTR | G11 | DEV-15 | 2.8.11.05 | Plinth | plinten | 4 | 75 | Length | m1 | 1982 | PM-MAI | PM | Preventative Maintenance | MAI | Maintenance | M1 | 2026 | 44 | 2024 | 10 | REGULAR | ALL | 3600 | Consumbles cost
DEV | MSTR | G11 | DEV-15 | 2.8.11.05 | Plinth | plinten | 4 | 75 | Length | m1 | 1982 | CM-MAI | CM | Corrective Maintenance | MAI | Maintenance | Y1 | 2026 | 44 | 2024 | 10 | REGULAR | ALL | 0 | Consumbles cost
DEV | abc | def | DEV-16 | 5.1.21.00 | Wallmounted Gas Boiler | Wallmounted Gas Boiler | 1 | 900 | - | kW | 2021 | PM-INS | PM | Preventative Maintenance | INS | Inspections | M1 | 2026 | 5 | 2024 | 10 | REGULAR | ALL | 0 | Consumbles cost
DEV | abc | def | DEV-16 | 5.1.21.00 | Wallmounted Gas Boiler | Wallmounted Gas Boiler | 1 | 900 | - | kW | 2021 | PM-INS | PM | Preventative Maintenance | INS | Inspections | M3 | 2026 | 5 | 2024 | 10 | REGULAR | ALL | 0 | Consumbles cost
DEV | abc | def | DEV-16 | 5.1.21.00 | Wallmounted Gas Boiler | Wallmounted Gas Boiler | 1 | 900 | - | kW | 2021 | PM-INS | PM | Preventative Maintenance | INS | Inspections | Y1 | 2026 | 5 | 2024 | 10 | REGULAR | ALL | 225 | Consumbles cost
DEV | abc | def | DEV-16 | 5.1.21.00 | Wallmounted Gas Boiler | Wallmounted Gas Boiler | 1 | 900 | - | kW | 2021 | CM-MAI | CM | Corrective Maintenance | MAI | Maintenance | Y1 | 2026 | 5 | 2024 | 10 | REGULAR | ALL | 0 | Consumbles cost
DEV | MSTR | G11 | DEV-1 | 5.7.12.15 | Ventilation hood (1 - 100 Area) | Ventilator | 1 | 1 | Area | m2 | 1982 | UC-FMC | UC | User Cost | FMC | Maintenance | W1 | 2027 | 20 | 2024 | 10 | REGULAR | ALL | 521 | Consumbles cost
DEV | MSTR | G11 | DEV-2 | 5.7.31.10 | Roof Extraction Unit (1000 - 150000 Flow rate) | Roof extraction Unit | 1 | 75500 | Flow rate | m3/h | 1982 | LC-EOL | LC | Life Cycle | EOL | End of Life | Y15 | 2027 | 0 | 2024 | 10 | REGULAR | ALL | 0 | Consumbles cost
DEV | MSTR | G11 | DEV-3 | 5.1.21.01 | Wallmounted Condensating Gas Boiler (40 - 10000 Power) | CV | 1 | 218 | Power | kW | 1982 | PM-INS | PM | Preventative Maintenance | INS | Inspections | M1 | 2027 | 20 | 2024 | 10 | REGULAR | ALL | 0 | Consumbles cost
DEV | MSTR | G11 | DEV-3 | 5.1.21.01 | Wallmounted Condensating Gas Boiler (40 - 10000 Power) | CV | 1 | 218 | Power | kW | 1982 | PM-INS | PM | Preventative Maintenance | INS | Inspections | Y1 | 2027 | 20 | 2024 | 10 | REGULAR | ALL | 0 | Consumbles cost
DEV | MSTR | G11 | DEV-3 | 5.1.21.01 | Wallmounted Condensating Gas Boiler (40 - 10000 Power) | CV | 1 | 218 | Power | kW | 1982 | PM-MAI | PM | Preventative Maintenance | MAI | Maintenance | M3 | 2027 | 20 | 2024 | 10 | REGULAR | ALL | 436 | Consumbles cost
DEV | MSTR | G11 | DEV-3 | 5.1.21.01 | Wallmounted Condensating Gas Boiler (40 - 10000 Power) | CV | 1 | 218 | Power | kW | 1982 | CM-MAI | CM | Corrective Maintenance | MAI | Maintenance | Y1 | 2027 | 20 | 2024 | 10 | REGULAR | ALL | 0 | Consumbles cost
DEV | MSTR | G11 | DEV-4 | 5.3.20.05 | Sanitary Hot water piping (1 - 100 Length) | Warm water | 1 | 50 | Length | m1 | 1982 | PM-INS | PM | Preventative Maintenance | INS | Inspections | M6 | 2027 | 15 | 2024 | 10 | REGULAR | ALL | 500 | Consumbles cost
DEV | MSTR | G11 | DEV-4 | 5.3.20.05 | Sanitary Hot water piping (1 - 100 Length) | Warm water | 1 | 50 | Length | m1 | 1982 | CM-MAI | CM | Corrective Maintenance | MAI | Maintenance | Y1 | 2027 | 15 | 2024 | 10 | REGULAR | ALL | 0 | Consumbles cost
DEV | MSTR | G11 | DEV-5 | 5.6.10.85 | Buffer Vessel Hot Water Distribution (25 - 10000 Content) | Warmwatervat | 1 | 1200 | Content | L | 1982 | PM-INS | PM | Preventative Maintenance | INS | Inspections | M3 | 2027 | 5 | 2024 | 10 | REGULAR | ALL | 0 | Consumbles cost
DEV | MSTR | G11 | DEV-5 | 5.6.10.85 | Buffer Vessel Hot Water Distribution (25 - 10000 Content) | Warmwatervat | 1 | 1200 | Content | L | 1982 | PM-MAI | PM | Preventative Maintenance | MAI | Maintenance | Y1 | 2027 | 5 | 2024 | 10 | REGULAR | ALL | 857 | Consumbles cost
DEV | MSTR | G11 | DEV-5 | 5.6.10.85 | Buffer Vessel Hot Water Distribution (25 - 10000 Content) | Warmwatervat | 1 | 1200 | Content | L | 1982 | CM-MAI | CM | Corrective Maintenance | MAI | Maintenance | Y1 | 2027 | 5 | 2024 | 10 | REGULAR | ALL | 0 | Consumbles cost
DEV | MSTR | G11 | DEV-6 | 5.1.22.01 | Wallmounted Condensating Boiler (40 - 10000 Power) | CV2 | 1 | 15 | Power | kW | 1982 | PM-INS | PM | Preventative Maintenance | INS | Inspections | M1 | 2027 | 20 | 2024 | 10 | REGULAR | ALL | 0 | Consumbles cost
DEV | MSTR | G11 | DEV-6 | 5.1.22.01 | Wallmounted Condensating Boiler (40 - 10000 Power) | CV2 | 1 | 15 | Power | kW | 1982 | PM-INS | PM | Preventative Maintenance | INS | Inspections | M6 | 2027 | 20 | 2024 | 10 | REGULAR | ALL | 0 | Consumbles cost
DEV | MSTR | G11 | DEV-6 | 5.1.22.01 | Wallmounted Condensating Boiler (40 - 10000 Power) | CV2 | 1 | 15 | Power | kW | 1982 | PM-INS | PM | Preventative Maintenance | INS | Inspections | Y1 | 2027 | 20 | 2024 | 10 | REGULAR | ALL | 0 | Consumbles cost
DEV | MSTR | G11 | DEV-6 | 5.1.22.01 | Wallmounted Condensating Boiler (40 - 10000 Power) | CV2 | 1 | 15 | Power | kW | 1982 | PM-MAI | PM | Preventative Maintenance | MAI | Maintenance | M6 | 2027 | 20 | 2024 | 10 | REGULAR | ALL | 0 | Consumbles cost
DEV | MSTR | G11 | DEV-6 | 5.1.22.01 | Wallmounted Condensating Boiler (40 - 10000 Power) | CV2 | 1 | 15 | Power | kW | 1982 | PM-MAI | PM | Preventative Maintenance | MAI | Maintenance | Y1 | 2027 | 20 | 2024 | 10 | REGULAR | ALL | 4 | Consumbles cost
DEV | MSTR | G11 | DEV-6 | 5.1.22.01 | Wallmounted Condensating Boiler (40 - 10000 Power) | CV2 | 1 | 15 | Power | kW | 1982 | CM-MAI | CM | Corrective Maintenance | MAI | Maintenance | Y1 | 2027 | 20 | 2024 | 10 | REGULAR | ALL | 0 | Consumbles cost
DEV | MSTR | G11 | DEV-7 | 5.1.22.01 | Wallmounted Condensating Boiler (40 - 10000 Power) | CV3 | 1 | 62 | Power | kW | 1982 | PM-INS | PM | Preventative Maintenance | INS | Inspections | M1 | 2027 | 20 | 2024 | 10 | REGULAR | ALL | 0 | Consumbles cost
DEV | MSTR | G11 | DEV-7 | 5.1.22.01 | Wallmounted Condensating Boiler (40 - 10000 Power) | CV3 | 1 | 62 | Power | kW | 1982 | PM-INS | PM | Preventative Maintenance | INS | Inspections | M6 | 2027 | 20 | 2024 | 10 | REGULAR | ALL | 0 | Consumbles cost
DEV | MSTR | G11 | DEV-7 | 5.1.22.01 | Wallmounted Condensating Boiler (40 - 10000 Power) | CV3 | 1 | 62 | Power | kW | 1982 | PM-INS | PM | Preventative Maintenance | INS | Inspections | Y1 | 2027 | 20 | 2024 | 10 | REGULAR | ALL | 0 | Consumbles cost
DEV | MSTR | G11 | DEV-7 | 5.1.22.01 | Wallmounted Condensating Boiler (40 - 10000 Power) | CV3 | 1 | 62 | Power | kW | 1982 | PM-MAI | PM | Preventative Maintenance | MAI | Maintenance | M6 | 2027 | 20 | 2024 | 10 | REGULAR | ALL | 0 | Consumbles cost
DEV | MSTR | G11 | DEV-7 | 5.1.22.01 | Wallmounted Condensating Boiler (40 - 10000 Power) | CV3 | 1 | 62 | Power | kW | 1982 | PM-MAI | PM | Preventative Maintenance | MAI | Maintenance | Y1 | 2027 | 20 | 2024 | 10 | REGULAR | ALL | 16 | Consumbles cost
DEV | MSTR | G11 | DEV-7 | 5.1.22.01 | Wallmounted Condensating Boiler (40 - 10000 Power) | CV3 | 1 | 62 | Power | kW | 1982 | CM-MAI | CM | Corrective Maintenance | MAI | Maintenance | Y1 | 2027 | 20 | 2024 | 10 | REGULAR | ALL | 0 | Consumbles cost
DEV | MSTR | G11 | DEV-8 | 6.3.41.44 | LED-Spot (GU10 - 230V) (1 - 100 Amount) | Verlichting | 60 | 1 | Amount | # of devices | 1982 | PM-INS | PM | Preventative Maintenance | INS | Inspections | M3 | 2027 | 15 | 2024 | 10 | REGULAR | ALL | 0 | Consumbles cost
DEV | MSTR | G11 | DEV-8 | 6.3.41.44 | LED-Spot (GU10 - 230V) (1 - 100 Amount) | Verlichting | 60 | 1 | Amount | # of devices | 1982 | PM-INS | PM | Preventative Maintenance | INS | Inspections | Y1 | 2027 | 15 | 2024 | 10 | REGULAR | ALL | 0 | Consumbles cost
DEV | MSTR | G11 | DEV-8 | 6.3.41.44 | LED-Spot (GU10 - 230V) (1 - 100 Amount) | Verlichting | 60 | 1 | Amount | # of devices | 1982 | PM-MAI | PM | Preventative Maintenance | MAI | Maintenance | Y1 | 2027 | 15 | 2024 | 10 | REGULAR | ALL | 0 | Consumbles cost
DEV | MSTR | G11 | DEV-8 | 6.3.41.44 | LED-Spot (GU10 - 230V) (1 - 100 Amount) | Verlichting | 60 | 1 | Amount | # of devices | 1982 | CM-MAI | CM | Corrective Maintenance | MAI | Maintenance | Y1 | 2027 | 15 | 2024 | 10 | REGULAR | ALL | 0 | Consumbles cost
DEV | MSTR | G11 | DEV-9 | 9.0.34.10 | Manual Roller Gate (1 - 500 Area) | Gate | 1 | 15 | Area | m2 | 1982 | PM-INS | PM | Preventative Maintenance | INS | Inspections | M1 | 2027 | 15 | 2024 | 10 | REGULAR | ALL | 0 | Consumbles cost
DEV | MSTR | G11 | DEV-9 | 9.0.34.10 | Manual Roller Gate (1 - 500 Area) | Gate | 1 | 15 | Area | m2 | 1982 | PM-INS | PM | Preventative Maintenance | INS | Inspections | Y1 | 2027 | 15 | 2024 | 10 | REGULAR | ALL | 0 | Consumbles cost
DEV | MSTR | G11 | DEV-9 | 9.0.34.10 | Manual Roller Gate (1 - 500 Area) | Gate | 1 | 15 | Area | m2 | 1982 | PM-MAI | PM | Preventative Maintenance | MAI | Maintenance | M3 | 2027 | 15 | 2024 | 10 | REGULAR | ALL | 120 | Consumbles cost
DEV | MSTR | G11 | DEV-9 | 9.0.34.10 | Manual Roller Gate (1 - 500 Area) | Gate | 1 | 15 | Area | m2 | 1982 | CM-MAI | CM | Corrective Maintenance | MAI | Maintenance | Y1 | 2027 | 15 | 2024 | 10 | REGULAR | ALL | 0 | Consumbles cost
DEV | MSTR | G11 | DEV-10 | 3.1.31.00 | Manual Swing Doors General (1 - 120 Area) | Zwaaideuren | 2 | 2 | Area | m2 | 1982 | PM-INS | PM | Preventative Maintenance | INS | Inspections | M1 | 2027 | 9 | 2024 | 10 | REGULAR | ALL | 0 | Consumbles cost
DEV | MSTR | G11 | DEV-10 | 3.1.31.00 | Manual Swing Doors General (1 - 120 Area) | Zwaaideuren | 2 | 2 | Area | m2 | 1982 | PM-INS | PM | Preventative Maintenance | INS | Inspections | W2 | 2027 | 9 | 2024 | 10 | REGULAR | ALL | 0 | Consumbles cost
DEV | MSTR | G11 | DEV-10 | 3.1.31.00 | Manual Swing Doors General (1 - 120 Area) | Zwaaideuren | 2 | 2 | Area | m2 | 1982 | PM-MAI | PM | Preventative Maintenance | MAI | Maintenance | Y1 | 2027 | 9 | 2024 | 10 | REGULAR | ALL | 100 | Consumbles cost
DEV | MSTR | G11 | DEV-10 | 3.1.31.00 | Manual Swing Doors General (1 - 120 Area) | Zwaaideuren | 2 | 2 | Area | m2 | 1982 | CM-MAI | CM | Corrective Maintenance | MAI | Maintenance | Y1 | 2027 | 9 | 2024 | 10 | REGULAR | ALL | 0 | Consumbles cost
DEV | MSTR | G11 | DEV-11 | 2.1.12.01 | Cavity Walls (not insulated) (1 - 100000 Area) | Buitenmuren | 4 | 200 | Area | m2 | 1982 | PM-INS | PM | Preventative Maintenance | INS | Inspections | Y1 | 2027 | 45 | 2024 | 10 | REGULAR | ALL | 0 | Consumbles cost
DEV | MSTR | G11 | DEV-11 | 2.1.12.01 | Cavity Walls (not insulated) (1 - 100000 Area) | Buitenmuren | 4 | 200 | Area | m2 | 1982 | PM-MAI | PM | Preventative Maintenance | MAI | Maintenance | M6 | 2027 | 45 | 2024 | 10 | REGULAR | ALL | 0 | Consumbles cost
DEV | MSTR | G11 | DEV-11 | 2.1.12.01 | Cavity Walls (not insulated) (1 - 100000 Area) | Buitenmuren | 4 | 200 | Area | m2 | 1982 | CM-MAI | CM | Corrective Maintenance | MAI | Maintenance | Y1 | 2027 | 45 | 2024 | 10 | REGULAR | ALL | 0 | Consumbles cost
DEV | MSTR | G11 | DEV-13 | 2.3.11.00 | Concrete Floor (non insulated) (1 - 25000 Area) | Vloer | 1 | 200 | Area | m2 | 1982 | PM-INS | PM | Preventative Maintenance | INS | Inspections | M1 | 2027 | 45 | 2024 | 10 | REGULAR | ALL | 0 | Consumbles cost
DEV | MSTR | G11 | DEV-13 | 2.3.11.00 | Concrete Floor (non insulated) (1 - 25000 Area) | Vloer | 1 | 200 | Area | m2 | 1982 | PM-MAI | PM | Preventative Maintenance | MAI | Maintenance | Y1 | 2027 | 45 | 2024 | 10 | REGULAR | ALL | 200 | Consumbles cost
DEV | MSTR | G11 | DEV-13 | 2.3.11.00 | Concrete Floor (non insulated) (1 - 25000 Area) | Vloer | 1 | 200 | Area | m2 | 1982 | UC-FMC | UC | User Cost | FMC | Maintenance | W1 | 2027 | 45 | 2024 | 10 | REGULAR | ALL | 0 | Consumbles cost
DEV | MSTR | G11 | DEV-13 | 2.3.11.00 | Concrete Floor (non insulated) (1 - 25000 Area) | Vloer | 1 | 200 | Area | m2 | 1982 | CM-MAI | CM | Corrective Maintenance | MAI | Maintenance | Y1 | 2027 | 45 | 2024 | 10 | REGULAR | ALL | 0 | Consumbles cost
DEV | MSTR | G11 | DEV-15 | 2.8.11.05 | Plinth | plinten | 4 | 75 | Length | m1 | 1982 | PM-MAI | PM | Preventative Maintenance | MAI | Maintenance | M1 | 2027 | 45 | 2024 | 10 | REGULAR | ALL | 3600 | Consumbles cost
DEV | MSTR | G11 | DEV-15 | 2.8.11.05 | Plinth | plinten | 4 | 75 | Length | m1 | 1982 | CM-MAI | CM | Corrective Maintenance | MAI | Maintenance | Y1 | 2027 | 45 | 2024 | 10 | REGULAR | ALL | 0 | Consumbles cost
DEV | abc | def | DEV-16 | 5.1.21.00 | Wallmounted Gas Boiler | Wallmounted Gas Boiler | 1 | 900 | - | kW | 2021 | PM-INS | PM | Preventative Maintenance | INS | Inspections | M1 | 2027 | 6 | 2024 | 10 | REGULAR | ALL | 0 | Consumbles cost
DEV | abc | def | DEV-16 | 5.1.21.00 | Wallmounted Gas Boiler | Wallmounted Gas Boiler | 1 | 900 | - | kW | 2021 | PM-INS | PM | Preventative Maintenance | INS | Inspections | M3 | 2027 | 6 | 2024 | 10 | REGULAR | ALL | 0 | Consumbles cost
DEV | abc | def | DEV-16 | 5.1.21.00 | Wallmounted Gas Boiler | Wallmounted Gas Boiler | 1 | 900 | - | kW | 2021 | PM-INS | PM | Preventative Maintenance | INS | Inspections | Y1 | 2027 | 6 | 2024 | 10 | REGULAR | ALL | 225 | Consumbles cost
DEV | abc | def | DEV-16 | 5.1.21.00 | Wallmounted Gas Boiler | Wallmounted Gas Boiler | 1 | 900 | - | kW | 2021 | PM-MAI | PM | Preventative Maintenance | MAI | Maintenance | Y2 | 2027 | 6 | 2024 | 10 | REGULAR | ALL | 225 | Consumbles cost
DEV | abc | def | DEV-16 | 5.1.21.00 | Wallmounted Gas Boiler | Wallmounted Gas Boiler | 1 | 900 | - | kW | 2021 | CM-MAI | CM | Corrective Maintenance | MAI | Maintenance | Y1 | 2027 | 6 | 2024 | 10 | REGULAR | ALL | 0 | Consumbles cost
DEV | MSTR | G11 | DEV-1 | 5.7.12.15 | Ventilation hood (1 - 100 Area) | Ventilator | 1 | 1 | Area | m2 | 1982 | UC-FMC | UC | User Cost | FMC | Maintenance | W1 | 2028 | 21 | 2024 | 10 | REGULAR | ALL | 521 | Consumbles cost
DEV | MSTR | G11 | DEV-3 | 5.1.21.01 | Wallmounted Condensating Gas Boiler (40 - 10000 Power) | CV | 1 | 218 | Power | kW | 1982 | PM-INS | PM | Preventative Maintenance | INS | Inspections | M1 | 2028 | 21 | 2024 | 10 | REGULAR | ALL | 0 | Consumbles cost
DEV | MSTR | G11 | DEV-3 | 5.1.21.01 | Wallmounted Condensating Gas Boiler (40 - 10000 Power) | CV | 1 | 218 | Power | kW | 1982 | PM-INS | PM | Preventative Maintenance | INS | Inspections | Y1 | 2028 | 21 | 2024 | 10 | REGULAR | ALL | 0 | Consumbles cost
DEV | MSTR | G11 | DEV-3 | 5.1.21.01 | Wallmounted Condensating Gas Boiler (40 - 10000 Power) | CV | 1 | 218 | Power | kW | 1982 | PM-MAI | PM | Preventative Maintenance | MAI | Maintenance | M3 | 2028 | 21 | 2024 | 10 | REGULAR | ALL | 436 | Consumbles cost
DEV | MSTR | G11 | DEV-3 | 5.1.21.01 | Wallmounted Condensating Gas Boiler (40 - 10000 Power) | CV | 1 | 218 | Power | kW | 1982 | PM-MAI | PM | Preventative Maintenance | MAI | Maintenance | Y2 | 2028 | 21 | 2024 | 10 | REGULAR | ALL | 273 | Consumbles cost
DEV | MSTR | G11 | DEV-3 | 5.1.21.01 | Wallmounted Condensating Gas Boiler (40 - 10000 Power) | CV | 1 | 218 | Power | kW | 1982 | CM-MAI | CM | Corrective Maintenance | MAI | Maintenance | Y1 | 2028 | 21 | 2024 | 10 | REGULAR | ALL | 0 | Consumbles cost
DEV | MSTR | G11 | DEV-4 | 5.3.20.05 | Sanitary Hot water piping (1 - 100 Length) | Warm water | 1 | 50 | Length | m1 | 1982 | PM-INS | PM | Preventative Maintenance | INS | Inspections | M6 | 2028 | 16 | 2024 | 10 | REGULAR | ALL | 500 | Consumbles cost
DEV | MSTR | G11 | DEV-4 | 5.3.20.05 | Sanitary Hot water piping (1 - 100 Length) | Warm water | 1 | 50 | Length | m1 | 1982 | CM-MAI | CM | Corrective Maintenance | MAI | Maintenance | Y1 | 2028 | 16 | 2024 | 10 | REGULAR | ALL | 0 | Consumbles cost
DEV | MSTR | G11 | DEV-5 | 5.6.10.85 | Buffer Vessel Hot Water Distribution (25 - 10000 Content) | Warmwatervat | 1 | 1200 | Content | L | 1982 | PM-INS | PM | Preventative Maintenance | INS | Inspections | M3 | 2028 | 6 | 2024 | 10 | REGULAR | ALL | 0 | Consumbles cost
DEV | MSTR | G11 | DEV-5 | 5.6.10.85 | Buffer Vessel Hot Water Distribution (25 - 10000 Content) | Warmwatervat | 1 | 1200 | Content | L | 1982 | PM-MAI | PM | Preventative Maintenance | MAI | Maintenance | Y1 | 2028 | 6 | 2024 | 10 | REGULAR | ALL | 857 | Consumbles cost
DEV | MSTR | G11 | DEV-5 | 5.6.10.85 | Buffer Vessel Hot Water Distribution (25 - 10000 Content) | Warmwatervat | 1 | 1200 | Content | L | 1982 | PM-MAI | PM | Preventative Maintenance | MAI | Maintenance | Y2 | 2028 | 6 | 2024 | 10 | REGULAR | ALL | 171 | Consumbles cost
DEV | MSTR | G11 | DEV-5 | 5.6.10.85 | Buffer Vessel Hot Water Distribution (25 - 10000 Content) | Warmwatervat | 1 | 1200 | Content | L | 1982 | PM-MAI | PM | Preventative Maintenance | MAI | Maintenance | Y2 | 2028 | 6 | 2024 | 10 | REGULAR | ALL | 171 | Consumbles cost
DEV | MSTR | G11 | DEV-5 | 5.6.10.85 | Buffer Vessel Hot Water Distribution (25 - 10000 Content) | Warmwatervat | 1 | 1200 | Content | L | 1982 | CM-MAI | CM | Corrective Maintenance | MAI | Maintenance | Y1 | 2028 | 6 | 2024 | 10 | REGULAR | ALL | 0 | Consumbles cost
DEV | MSTR | G11 | DEV-6 | 5.1.22.01 | Wallmounted Condensating Boiler (40 - 10000 Power) | CV2 | 1 | 15 | Power | kW | 1982 | PM-INS | PM | Preventative Maintenance | INS | Inspections | M1 | 2028 | 21 | 2024 | 10 | REGULAR | ALL | 0 | Consumbles cost
DEV | MSTR | G11 | DEV-6 | 5.1.22.01 | Wallmounted Condensating Boiler (40 - 10000 Power) | CV2 | 1 | 15 | Power | kW | 1982 | PM-INS | PM | Preventative Maintenance | INS | Inspections | M6 | 2028 | 21 | 2024 | 10 | REGULAR | ALL | 0 | Consumbles cost
DEV | MSTR | G11 | DEV-6 | 5.1.22.01 | Wallmounted Condensating Boiler (40 - 10000 Power) | CV2 | 1 | 15 | Power | kW | 1982 | PM-INS | PM | Preventative Maintenance | INS | Inspections | Y1 | 2028 | 21 | 2024 | 10 | REGULAR | ALL | 0 | Consumbles cost
DEV | MSTR | G11 | DEV-6 | 5.1.22.01 | Wallmounted Condensating Boiler (40 - 10000 Power) | CV2 | 1 | 15 | Power | kW | 1982 | PM-MAI | PM | Preventative Maintenance | MAI | Maintenance | M6 | 2028 | 21 | 2024 | 10 | REGULAR | ALL | 0 | Consumbles cost
DEV | MSTR | G11 | DEV-6 | 5.1.22.01 | Wallmounted Condensating Boiler (40 - 10000 Power) | CV2 | 1 | 15 | Power | kW | 1982 | PM-MAI | PM | Preventative Maintenance | MAI | Maintenance | Y1 | 2028 | 21 | 2024 | 10 | REGULAR | ALL | 4 | Consumbles cost
DEV | MSTR | G11 | DEV-6 | 5.1.22.01 | Wallmounted Condensating Boiler (40 - 10000 Power) | CV2 | 1 | 15 | Power | kW | 1982 | CM-MAI | CM | Corrective Maintenance | MAI | Maintenance | Y1 | 2028 | 21 | 2024 | 10 | REGULAR | ALL | 0 | Consumbles cost
DEV | MSTR | G11 | DEV-7 | 5.1.22.01 | Wallmounted Condensating Boiler (40 - 10000 Power) | CV3 | 1 | 62 | Power | kW | 1982 | PM-INS | PM | Preventative Maintenance | INS | Inspections | M1 | 2028 | 21 | 2024 | 10 | REGULAR | ALL | 0 | Consumbles cost
DEV | MSTR | G11 | DEV-7 | 5.1.22.01 | Wallmounted Condensating Boiler (40 - 10000 Power) | CV3 | 1 | 62 | Power | kW | 1982 | PM-INS | PM | Preventative Maintenance | INS | Inspections | M6 | 2028 | 21 | 2024 | 10 | REGULAR | ALL | 0 | Consumbles cost
DEV | MSTR | G11 | DEV-7 | 5.1.22.01 | Wallmounted Condensating Boiler (40 - 10000 Power) | CV3 | 1 | 62 | Power | kW | 1982 | PM-INS | PM | Preventative Maintenance | INS | Inspections | Y1 | 2028 | 21 | 2024 | 10 | REGULAR | ALL | 0 | Consumbles cost
DEV | MSTR | G11 | DEV-7 | 5.1.22.01 | Wallmounted Condensating Boiler (40 - 10000 Power) | CV3 | 1 | 62 | Power | kW | 1982 | PM-MAI | PM | Preventative Maintenance | MAI | Maintenance | M6 | 2028 | 21 | 2024 | 10 | REGULAR | ALL | 0 | Consumbles cost
DEV | MSTR | G11 | DEV-7 | 5.1.22.01 | Wallmounted Condensating Boiler (40 - 10000 Power) | CV3 | 1 | 62 | Power | kW | 1982 | PM-MAI | PM | Preventative Maintenance | MAI | Maintenance | Y1 | 2028 | 21 | 2024 | 10 | REGULAR | ALL | 16 | Consumbles cost
DEV | MSTR | G11 | DEV-7 | 5.1.22.01 | Wallmounted Condensating Boiler (40 - 10000 Power) | CV3 | 1 | 62 | Power | kW | 1982 | CM-MAI | CM | Corrective Maintenance | MAI | Maintenance | Y1 | 2028 | 21 | 2024 | 10 | REGULAR | ALL | 0 | Consumbles cost
DEV | MSTR | G11 | DEV-8 | 6.3.41.44 | LED-Spot (GU10 - 230V) (1 - 100 Amount) | Verlichting | 60 | 1 | Amount | # of devices | 1982 | PM-INS | PM | Preventative Maintenance | INS | Inspections | M3 | 2028 | 16 | 2024 | 10 | REGULAR | ALL | 0 | Consumbles cost
DEV | MSTR | G11 | DEV-8 | 6.3.41.44 | LED-Spot (GU10 - 230V) (1 - 100 Amount) | Verlichting | 60 | 1 | Amount | # of devices | 1982 | PM-INS | PM | Preventative Maintenance | INS | Inspections | Y1 | 2028 | 16 | 2024 | 10 | REGULAR | ALL | 0 | Consumbles cost
DEV | MSTR | G11 | DEV-8 | 6.3.41.44 | LED-Spot (GU10 - 230V) (1 - 100 Amount) | Verlichting | 60 | 1 | Amount | # of devices | 1982 | PM-MAI | PM | Preventative Maintenance | MAI | Maintenance | Y1 | 2028 | 16 | 2024 | 10 | REGULAR | ALL | 0 | Consumbles cost
DEV | MSTR | G11 | DEV-8 | 6.3.41.44 | LED-Spot (GU10 - 230V) (1 - 100 Amount) | Verlichting | 60 | 1 | Amount | # of devices | 1982 | PM-MAI | PM | Preventative Maintenance | MAI | Maintenance | Y2 | 2028 | 16 | 2024 | 10 | REGULAR | ALL | 480 | Consumbles cost
DEV | MSTR | G11 | DEV-8 | 6.3.41.44 | LED-Spot (GU10 - 230V) (1 - 100 Amount) | Verlichting | 60 | 1 | Amount | # of devices | 1982 | CM-MAI | CM | Corrective Maintenance | MAI | Maintenance | Y1 | 2028 | 16 | 2024 | 10 | REGULAR | ALL | 0 | Consumbles cost
DEV | MSTR | G11 | DEV-9 | 9.0.34.10 | Manual Roller Gate (1 - 500 Area) | Gate | 1 | 15 | Area | m2 | 1982 | PM-INS | PM | Preventative Maintenance | INS | Inspections | M1 | 2028 | 16 | 2024 | 10 | REGULAR | ALL | 0 | Consumbles cost
DEV | MSTR | G11 | DEV-9 | 9.0.34.10 | Manual Roller Gate (1 - 500 Area) | Gate | 1 | 15 | Area | m2 | 1982 | PM-INS | PM | Preventative Maintenance | INS | Inspections | Y1 | 2028 | 16 | 2024 | 10 | REGULAR | ALL | 0 | Consumbles cost
DEV | MSTR | G11 | DEV-9 | 9.0.34.10 | Manual Roller Gate (1 - 500 Area) | Gate | 1 | 15 | Area | m2 | 1982 | PM-MAI | PM | Preventative Maintenance | MAI | Maintenance | M3 | 2028 | 16 | 2024 | 10 | REGULAR | ALL | 120 | Consumbles cost
DEV | MSTR | G11 | DEV-9 | 9.0.34.10 | Manual Roller Gate (1 - 500 Area) | Gate | 1 | 15 | Area | m2 | 1982 | CM-MAI | CM | Corrective Maintenance | MAI | Maintenance | Y1 | 2028 | 16 | 2024 | 10 | REGULAR | ALL | 0 | Consumbles cost
DEV | MSTR | G11 | DEV-10 | 3.1.31.00 | Manual Swing Doors General (1 - 120 Area) | Zwaaideuren | 2 | 2 | Area | m2 | 1982 | PM-INS | PM | Preventative Maintenance | INS | Inspections | M1 | 2028 | 10 | 2024 | 10 | REGULAR | ALL | 0 | Consumbles cost
DEV | MSTR | G11 | DEV-10 | 3.1.31.00 | Manual Swing Doors General (1 - 120 Area) | Zwaaideuren | 2 | 2 | Area | m2 | 1982 | PM-INS | PM | Preventative Maintenance | INS | Inspections | W2 | 2028 | 10 | 2024 | 10 | REGULAR | ALL | 0 | Consumbles cost
DEV | MSTR | G11 | DEV-10 | 3.1.31.00 | Manual Swing Doors General (1 - 120 Area) | Zwaaideuren | 2 | 2 | Area | m2 | 1982 | PM-MAI | PM | Preventative Maintenance | MAI | Maintenance | Y1 | 2028 | 10 | 2024 | 10 | REGULAR | ALL | 100 | Consumbles cost
DEV | MSTR | G11 | DEV-10 | 3.1.31.00 | Manual Swing Doors General (1 - 120 Area) | Zwaaideuren | 2 | 2 | Area | m2 | 1982 | PM-MAI | PM | Preventative Maintenance | MAI | Maintenance | Y2 | 2028 | 10 | 2024 | 10 | REGULAR | ALL | 20 | Consumbles cost
DEV | MSTR | G11 | DEV-10 | 3.1.31.00 | Manual Swing Doors General (1 - 120 Area) | Zwaaideuren | 2 | 2 | Area | m2 | 1982 | CM-MAI | CM | Corrective Maintenance | MAI | Maintenance | Y1 | 2028 | 10 | 2024 | 10 | REGULAR | ALL | 0 | Consumbles cost
DEV | MSTR | G11 | DEV-11 | 2.1.12.01 | Cavity Walls (not insulated) (1 - 100000 Area) | Buitenmuren | 4 | 200 | Area | m2 | 1982 | PM-INS | PM | Preventative Maintenance | INS | Inspections | Y1 | 2028 | 46 | 2024 | 10 | REGULAR | ALL | 0 | Consumbles cost
DEV | MSTR | G11 | DEV-11 | 2.1.12.01 | Cavity Walls (not insulated) (1 - 100000 Area) | Buitenmuren | 4 | 200 | Area | m2 | 1982 | PM-MAI | PM | Preventative Maintenance | MAI | Maintenance | M6 | 2028 | 46 | 2024 | 10 | REGULAR | ALL | 0 | Consumbles cost
DEV | MSTR | G11 | DEV-11 | 2.1.12.01 | Cavity Walls (not insulated) (1 - 100000 Area) | Buitenmuren | 4 | 200 | Area | m2 | 1982 | CM-MAI | CM | Corrective Maintenance | MAI | Maintenance | Y1 | 2028 | 46 | 2024 | 10 | REGULAR | ALL | 0 | Consumbles cost
DEV | MSTR | G11 | DEV-13 | 2.3.11.00 | Concrete Floor (non insulated) (1 - 25000 Area) | Vloer | 1 | 200 | Area | m2 | 1982 | PM-INS | PM | Preventative Maintenance | INS | Inspections | M1 | 2028 | 46 | 2024 | 10 | REGULAR | ALL | 0 | Consumbles cost
DEV | MSTR | G11 | DEV-13 | 2.3.11.00 | Concrete Floor (non insulated) (1 - 25000 Area) | Vloer | 1 | 200 | Area | m2 | 1982 | PM-MAI | PM | Preventative Maintenance | MAI | Maintenance | Y1 | 2028 | 46 | 2024 | 10 | REGULAR | ALL | 200 | Consumbles cost
DEV | MSTR | G11 | DEV-13 | 2.3.11.00 | Concrete Floor (non insulated) (1 - 25000 Area) | Vloer | 1 | 200 | Area | m2 | 1982 | PM-MAI | PM | Preventative Maintenance | MAI | Maintenance | Y2 | 2028 | 46 | 2024 | 10 | REGULAR | ALL | 80 | Consumbles cost
DEV | MSTR | G11 | DEV-13 | 2.3.11.00 | Concrete Floor (non insulated) (1 - 25000 Area) | Vloer | 1 | 200 | Area | m2 | 1982 | UC-FMC | UC | User Cost | FMC | Maintenance | W1 | 2028 | 46 | 2024 | 10 | REGULAR | ALL | 0 | Consumbles cost
DEV | MSTR | G11 | DEV-13 | 2.3.11.00 | Concrete Floor (non insulated) (1 - 25000 Area) | Vloer | 1 | 200 | Area | m2 | 1982 | CM-MAI | CM | Corrective Maintenance | MAI | Maintenance | Y1 | 2028 | 46 | 2024 | 10 | REGULAR | ALL | 0 | Consumbles cost
DEV | MSTR | G11 | DEV-14 | 2.7.11.85 |  | Daktrim | 4 | 75 | Length | m1 | 1982 | PM-INS | PM | Preventative Maintenance | INS | Inspections | Y2 | 2028 | 16 | 2024 | 10 | REGULAR | ALL | 0 | Consumbles cost
DEV | MSTR | G11 | DEV-14 | 2.7.11.85 |  | Daktrim | 4 | 75 | Length | m1 | 1982 | CM-MAI | CM | Corrective Maintenance | MAI | Maintenance | Y1 | 2028 | 16 | 2024 | 10 | REGULAR | ALL | 0 | Consumbles cost
DEV | MSTR | G11 | DEV-15 | 2.8.11.05 | Plinth | plinten | 4 | 75 | Length | m1 | 1982 | PM-INS | PM | Preventative Maintenance | INS | Inspections | Y2 | 2028 | 46 | 2024 | 10 | REGULAR | ALL | 0 | Consumbles cost
DEV | MSTR | G11 | DEV-15 | 2.8.11.05 | Plinth | plinten | 4 | 75 | Length | m1 | 1982 | PM-MAI | PM | Preventative Maintenance | MAI | Maintenance | M1 | 2028 | 46 | 2024 | 10 | REGULAR | ALL | 3600 | Consumbles cost
DEV | MSTR | G11 | DEV-15 | 2.8.11.05 | Plinth | plinten | 4 | 75 | Length | m1 | 1982 | CM-MAI | CM | Corrective Maintenance | MAI | Maintenance | Y1 | 2028 | 46 | 2024 | 10 | REGULAR | ALL | 0 | Consumbles cost
DEV | abc | def | DEV-16 | 5.1.21.00 | Wallmounted Gas Boiler | Wallmounted Gas Boiler | 1 | 900 | - | kW | 2021 | PM-INS | PM | Preventative Maintenance | INS | Inspections | M1 | 2028 | 7 | 2024 | 10 | REGULAR | ALL | 0 | Consumbles cost
DEV | abc | def | DEV-16 | 5.1.21.00 | Wallmounted Gas Boiler | Wallmounted Gas Boiler | 1 | 900 | - | kW | 2021 | PM-INS | PM | Preventative Maintenance | INS | Inspections | M3 | 2028 | 7 | 2024 | 10 | REGULAR | ALL | 0 | Consumbles cost
DEV | abc | def | DEV-16 | 5.1.21.00 | Wallmounted Gas Boiler | Wallmounted Gas Boiler | 1 | 900 | - | kW | 2021 | PM-INS | PM | Preventative Maintenance | INS | Inspections | Y1 | 2028 | 7 | 2024 | 10 | REGULAR | ALL | 225 | Consumbles cost
DEV | abc | def | DEV-16 | 5.1.21.00 | Wallmounted Gas Boiler | Wallmounted Gas Boiler | 1 | 900 | - | kW | 2021 | CM-MAI | CM | Corrective Maintenance | MAI | Maintenance | Y1 | 2028 | 7 | 2024 | 10 | REGULAR | ALL | 0 | Consumbles cost
DEV | MSTR | G11 | DEV-1 | 5.7.12.15 | Ventilation hood (1 - 100 Area) | Ventilator | 1 | 1 | Area | m2 | 1982 | UC-FMC | UC | User Cost | FMC | Maintenance | W1 | 2029 | 22 | 2024 | 10 | REGULAR | ALL | 521 | Consumbles cost
DEV | MSTR | G11 | DEV-2 | 5.7.31.10 | Roof Extraction Unit (1000 - 150000 Flow rate) | Roof extraction Unit | 1 | 75500 | Flow rate | m3/h | 1982 | PM-INS | PM | Preventative Maintenance | INS | Inspections | M3 | 2029 | 2 | 2024 | 10 | REGULAR | ALL | 0 | Consumbles cost
DEV | MSTR | G11 | DEV-2 | 5.7.31.10 | Roof Extraction Unit (1000 - 150000 Flow rate) | Roof extraction Unit | 1 | 75500 | Flow rate | m3/h | 1982 | PM-MAI | PM | Preventative Maintenance | MAI | Maintenance | Y1 | 2029 | 2 | 2024 | 10 | REGULAR | ALL | 1007 | Consumbles cost
DEV | MSTR | G11 | DEV-2 | 5.7.31.10 | Roof Extraction Unit (1000 - 150000 Flow rate) | Roof extraction Unit | 1 | 75500 | Flow rate | m3/h | 1982 | CM-MAI | CM | Corrective Maintenance | MAI | Maintenance | Y1 | 2029 | 2 | 2024 | 10 | REGULAR | ALL | 0 | Consumbles cost
DEV | MSTR | G11 | DEV-3 | 5.1.21.01 | Wallmounted Condensating Gas Boiler (40 - 10000 Power) | CV | 1 | 218 | Power | kW | 1982 | PM-INS | PM | Preventative Maintenance | INS | Inspections | M1 | 2029 | 22 | 2024 | 10 | REGULAR | ALL | 0 | Consumbles cost
DEV | MSTR | G11 | DEV-3 | 5.1.21.01 | Wallmounted Condensating Gas Boiler (40 - 10000 Power) | CV | 1 | 218 | Power | kW | 1982 | PM-INS | PM | Preventative Maintenance | INS | Inspections | Y1 | 2029 | 22 | 2024 | 10 | REGULAR | ALL | 0 | Consumbles cost
DEV | MSTR | G11 | DEV-3 | 5.1.21.01 | Wallmounted Condensating Gas Boiler (40 - 10000 Power) | CV | 1 | 218 | Power | kW | 1982 | PM-MAI | PM | Preventative Maintenance | MAI | Maintenance | M3 | 2029 | 22 | 2024 | 10 | REGULAR | ALL | 436 | Consumbles cost
DEV | MSTR | G11 | DEV-3 | 5.1.21.01 | Wallmounted Condensating Gas Boiler (40 - 10000 Power) | CV | 1 | 218 | Power | kW | 1982 | CM-MAI | CM | Corrective Maintenance | MAI | Maintenance | Y1 | 2029 | 22 | 2024 | 10 | REGULAR | ALL | 0 | Consumbles cost
DEV | MSTR | G11 | DEV-4 | 5.3.20.05 | Sanitary Hot water piping (1 - 100 Length) | Warm water | 1 | 50 | Length | m1 | 1982 | PM-INS | PM | Preventative Maintenance | INS | Inspections | M6 | 2029 | 17 | 2024 | 10 | REGULAR | ALL | 500 | Consumbles cost
DEV | MSTR | G11 | DEV-4 | 5.3.20.05 | Sanitary Hot water piping (1 - 100 Length) | Warm water | 1 | 50 | Length | m1 | 1982 | CM-MAI | CM | Corrective Maintenance | MAI | Maintenance | Y1 | 2029 | 17 | 2024 | 10 | REGULAR | ALL | 0 | Consumbles cost
DEV | MSTR | G11 | DEV-5 | 5.6.10.85 | Buffer Vessel Hot Water Distribution (25 - 10000 Content) | Warmwatervat | 1 | 1200 | Content | L | 1982 | PM-INS | PM | Preventative Maintenance | INS | Inspections | M3 | 2029 | 7 | 2024 | 10 | REGULAR | ALL | 0 | Consumbles cost
DEV | MSTR | G11 | DEV-5 | 5.6.10.85 | Buffer Vessel Hot Water Distribution (25 - 10000 Content) | Warmwatervat | 1 | 1200 | Content | L | 1982 | PM-MAI | PM | Preventative Maintenance | MAI | Maintenance | Y1 | 2029 | 7 | 2024 | 10 | REGULAR | ALL | 857 | Consumbles cost
DEV | MSTR | G11 | DEV-5 | 5.6.10.85 | Buffer Vessel Hot Water Distribution (25 - 10000 Content) | Warmwatervat | 1 | 1200 | Content | L | 1982 | CM-MAI | CM | Corrective Maintenance | MAI | Maintenance | Y1 | 2029 | 7 | 2024 | 10 | REGULAR | ALL | 0 | Consumbles cost
DEV | MSTR | G11 | DEV-6 | 5.1.22.01 | Wallmounted Condensating Boiler (40 - 10000 Power) | CV2 | 1 | 15 | Power | kW | 1982 | PM-INS | PM | Preventative Maintenance | INS | Inspections | M1 | 2029 | 22 | 2024 | 10 | REGULAR | ALL | 0 | Consumbles cost
DEV | MSTR | G11 | DEV-6 | 5.1.22.01 | Wallmounted Condensating Boiler (40 - 10000 Power) | CV2 | 1 | 15 | Power | kW | 1982 | PM-INS | PM | Preventative Maintenance | INS | Inspections | M6 | 2029 | 22 | 2024 | 10 | REGULAR | ALL | 0 | Consumbles cost
DEV | MSTR | G11 | DEV-6 | 5.1.22.01 | Wallmounted Condensating Boiler (40 - 10000 Power) | CV2 | 1 | 15 | Power | kW | 1982 | PM-INS | PM | Preventative Maintenance | INS | Inspections | Y1 | 2029 | 22 | 2024 | 10 | REGULAR | ALL | 0 | Consumbles cost
DEV | MSTR | G11 | DEV-6 | 5.1.22.01 | Wallmounted Condensating Boiler (40 - 10000 Power) | CV2 | 1 | 15 | Power | kW | 1982 | PM-MAI | PM | Preventative Maintenance | MAI | Maintenance | M6 | 2029 | 22 | 2024 | 10 | REGULAR | ALL | 0 | Consumbles cost
DEV | MSTR | G11 | DEV-6 | 5.1.22.01 | Wallmounted Condensating Boiler (40 - 10000 Power) | CV2 | 1 | 15 | Power | kW | 1982 | PM-MAI | PM | Preventative Maintenance | MAI | Maintenance | Y1 | 2029 | 22 | 2024 | 10 | REGULAR | ALL | 4 | Consumbles cost
DEV | MSTR | G11 | DEV-6 | 5.1.22.01 | Wallmounted Condensating Boiler (40 - 10000 Power) | CV2 | 1 | 15 | Power | kW | 1982 | CM-MAI | CM | Corrective Maintenance | MAI | Maintenance | Y1 | 2029 | 22 | 2024 | 10 | REGULAR | ALL | 0 | Consumbles cost
DEV | MSTR | G11 | DEV-7 | 5.1.22.01 | Wallmounted Condensating Boiler (40 - 10000 Power) | CV3 | 1 | 62 | Power | kW | 1982 | PM-INS | PM | Preventative Maintenance | INS | Inspections | M1 | 2029 | 22 | 2024 | 10 | REGULAR | ALL | 0 | Consumbles cost
DEV | MSTR | G11 | DEV-7 | 5.1.22.01 | Wallmounted Condensating Boiler (40 - 10000 Power) | CV3 | 1 | 62 | Power | kW | 1982 | PM-INS | PM | Preventative Maintenance | INS | Inspections | M6 | 2029 | 22 | 2024 | 10 | REGULAR | ALL | 0 | Consumbles cost
DEV | MSTR | G11 | DEV-7 | 5.1.22.01 | Wallmounted Condensating Boiler (40 - 10000 Power) | CV3 | 1 | 62 | Power | kW | 1982 | PM-INS | PM | Preventative Maintenance | INS | Inspections | Y1 | 2029 | 22 | 2024 | 10 | REGULAR | ALL | 0 | Consumbles cost
DEV | MSTR | G11 | DEV-7 | 5.1.22.01 | Wallmounted Condensating Boiler (40 - 10000 Power) | CV3 | 1 | 62 | Power | kW | 1982 | PM-MAI | PM | Preventative Maintenance | MAI | Maintenance | M6 | 2029 | 22 | 2024 | 10 | REGULAR | ALL | 0 | Consumbles cost
DEV | MSTR | G11 | DEV-7 | 5.1.22.01 | Wallmounted Condensating Boiler (40 - 10000 Power) | CV3 | 1 | 62 | Power | kW | 1982 | PM-MAI | PM | Preventative Maintenance | MAI | Maintenance | Y1 | 2029 | 22 | 2024 | 10 | REGULAR | ALL | 16 | Consumbles cost
DEV | MSTR | G11 | DEV-7 | 5.1.22.01 | Wallmounted Condensating Boiler (40 - 10000 Power) | CV3 | 1 | 62 | Power | kW | 1982 | CM-MAI | CM | Corrective Maintenance | MAI | Maintenance | Y1 | 2029 | 22 | 2024 | 10 | REGULAR | ALL | 0 | Consumbles cost
DEV | MSTR | G11 | DEV-8 | 6.3.41.44 | LED-Spot (GU10 - 230V) (1 - 100 Amount) | Verlichting | 60 | 1 | Amount | # of devices | 1982 | PM-INS | PM | Preventative Maintenance | INS | Inspections | M3 | 2029 | 17 | 2024 | 10 | REGULAR | ALL | 0 | Consumbles cost
DEV | MSTR | G11 | DEV-8 | 6.3.41.44 | LED-Spot (GU10 - 230V) (1 - 100 Amount) | Verlichting | 60 | 1 | Amount | # of devices | 1982 | PM-INS | PM | Preventative Maintenance | INS | Inspections | Y1 | 2029 | 17 | 2024 | 10 | REGULAR | ALL | 0 | Consumbles cost
DEV | MSTR | G11 | DEV-8 | 6.3.41.44 | LED-Spot (GU10 - 230V) (1 - 100 Amount) | Verlichting | 60 | 1 | Amount | # of devices | 1982 | PM-MAI | PM | Preventative Maintenance | MAI | Maintenance | Y1 | 2029 | 17 | 2024 | 10 | REGULAR | ALL | 0 | Consumbles cost
DEV | MSTR | G11 | DEV-8 | 6.3.41.44 | LED-Spot (GU10 - 230V) (1 - 100 Amount) | Verlichting | 60 | 1 | Amount | # of devices | 1982 | CM-MAI | CM | Corrective Maintenance | MAI | Maintenance | Y1 | 2029 | 17 | 2024 | 10 | REGULAR | ALL | 0 | Consumbles cost
DEV | MSTR | G11 | DEV-9 | 9.0.34.10 | Manual Roller Gate (1 - 500 Area) | Gate | 1 | 15 | Area | m2 | 1982 | PM-INS | PM | Preventative Maintenance | INS | Inspections | M1 | 2029 | 17 | 2024 | 10 | REGULAR | ALL | 0 | Consumbles cost
DEV | MSTR | G11 | DEV-9 | 9.0.34.10 | Manual Roller Gate (1 - 500 Area) | Gate | 1 | 15 | Area | m2 | 1982 | PM-INS | PM | Preventative Maintenance | INS | Inspections | Y1 | 2029 | 17 | 2024 | 10 | REGULAR | ALL | 0 | Consumbles cost
DEV | MSTR | G11 | DEV-9 | 9.0.34.10 | Manual Roller Gate (1 - 500 Area) | Gate | 1 | 15 | Area | m2 | 1982 | PM-MAI | PM | Preventative Maintenance | MAI | Maintenance | M3 | 2029 | 17 | 2024 | 10 | REGULAR | ALL | 120 | Consumbles cost
DEV | MSTR | G11 | DEV-9 | 9.0.34.10 | Manual Roller Gate (1 - 500 Area) | Gate | 1 | 15 | Area | m2 | 1982 | CM-MAI | CM | Corrective Maintenance | MAI | Maintenance | Y1 | 2029 | 17 | 2024 | 10 | REGULAR | ALL | 0 | Consumbles cost
DEV | MSTR | G11 | DEV-10 | 3.1.31.00 | Manual Swing Doors General (1 - 120 Area) | Zwaaideuren | 2 | 2 | Area | m2 | 1982 | PM-INS | PM | Preventative Maintenance | INS | Inspections | M1 | 2029 | 11 | 2024 | 10 | REGULAR | ALL | 0 | Consumbles cost
DEV | MSTR | G11 | DEV-10 | 3.1.31.00 | Manual Swing Doors General (1 - 120 Area) | Zwaaideuren | 2 | 2 | Area | m2 | 1982 | PM-INS | PM | Preventative Maintenance | INS | Inspections | W2 | 2029 | 11 | 2024 | 10 | REGULAR | ALL | 0 | Consumbles cost
DEV | MSTR | G11 | DEV-10 | 3.1.31.00 | Manual Swing Doors General (1 - 120 Area) | Zwaaideuren | 2 | 2 | Area | m2 | 1982 | PM-MAI | PM | Preventative Maintenance | MAI | Maintenance | Y1 | 2029 | 11 | 2024 | 10 | REGULAR | ALL | 100 | Consumbles cost
DEV | MSTR | G11 | DEV-10 | 3.1.31.00 | Manual Swing Doors General (1 - 120 Area) | Zwaaideuren | 2 | 2 | Area | m2 | 1982 | CM-MAI | CM | Corrective Maintenance | MAI | Maintenance | Y1 | 2029 | 11 | 2024 | 10 | REGULAR | ALL | 0 | Consumbles cost
DEV | MSTR | G11 | DEV-11 | 2.1.12.01 | Cavity Walls (not insulated) (1 - 100000 Area) | Buitenmuren | 4 | 200 | Area | m2 | 1982 | PM-INS | PM | Preventative Maintenance | INS | Inspections | Y1 | 2029 | 47 | 2024 | 10 | REGULAR | ALL | 0 | Consumbles cost
DEV | MSTR | G11 | DEV-11 | 2.1.12.01 | Cavity Walls (not insulated) (1 - 100000 Area) | Buitenmuren | 4 | 200 | Area | m2 | 1982 | PM-MAI | PM | Preventative Maintenance | MAI | Maintenance | M6 | 2029 | 47 | 2024 | 10 | REGULAR | ALL | 0 | Consumbles cost
DEV | MSTR | G11 | DEV-11 | 2.1.12.01 | Cavity Walls (not insulated) (1 - 100000 Area) | Buitenmuren | 4 | 200 | Area | m2 | 1982 | CM-MAI | CM | Corrective Maintenance | MAI | Maintenance | Y1 | 2029 | 47 | 2024 | 10 | REGULAR | ALL | 0 | Consumbles cost
DEV | MSTR | G11 | DEV-13 | 2.3.11.00 | Concrete Floor (non insulated) (1 - 25000 Area) | Vloer | 1 | 200 | Area | m2 | 1982 | PM-INS | PM | Preventative Maintenance | INS | Inspections | M1 | 2029 | 47 | 2024 | 10 | REGULAR | ALL | 0 | Consumbles cost
DEV | MSTR | G11 | DEV-13 | 2.3.11.00 | Concrete Floor (non insulated) (1 - 25000 Area) | Vloer | 1 | 200 | Area | m2 | 1982 | PM-MAI | PM | Preventative Maintenance | MAI | Maintenance | Y1 | 2029 | 47 | 2024 | 10 | REGULAR | ALL | 200 | Consumbles cost
DEV | MSTR | G11 | DEV-13 | 2.3.11.00 | Concrete Floor (non insulated) (1 - 25000 Area) | Vloer | 1 | 200 | Area | m2 | 1982 | UC-FMC | UC | User Cost | FMC | Maintenance | W1 | 2029 | 47 | 2024 | 10 | REGULAR | ALL | 0 | Consumbles cost
DEV | MSTR | G11 | DEV-13 | 2.3.11.00 | Concrete Floor (non insulated) (1 - 25000 Area) | Vloer | 1 | 200 | Area | m2 | 1982 | CM-MAI | CM | Corrective Maintenance | MAI | Maintenance | Y1 | 2029 | 47 | 2024 | 10 | REGULAR | ALL | 0 | Consumbles cost
DEV | MSTR | G11 | DEV-15 | 2.8.11.05 | Plinth | plinten | 4 | 75 | Length | m1 | 1982 | PM-MAI | PM | Preventative Maintenance | MAI | Maintenance | M1 | 2029 | 47 | 2024 | 10 | REGULAR | ALL | 3600 | Consumbles cost
DEV | MSTR | G11 | DEV-15 | 2.8.11.05 | Plinth | plinten | 4 | 75 | Length | m1 | 1982 | CM-MAI | CM | Corrective Maintenance | MAI | Maintenance | Y1 | 2029 | 47 | 2024 | 10 | REGULAR | ALL | 0 | Consumbles cost
DEV | abc | def | DEV-16 | 5.1.21.00 | Wallmounted Gas Boiler | Wallmounted Gas Boiler | 1 | 900 | - | kW | 2021 | PM-INS | PM | Preventative Maintenance | INS | Inspections | M1 | 2029 | 8 | 2024 | 10 | REGULAR | ALL | 0 | Consumbles cost
DEV | abc | def | DEV-16 | 5.1.21.00 | Wallmounted Gas Boiler | Wallmounted Gas Boiler | 1 | 900 | - | kW | 2021 | PM-INS | PM | Preventative Maintenance | INS | Inspections | M3 | 2029 | 8 | 2024 | 10 | REGULAR | ALL | 0 | Consumbles cost
DEV | abc | def | DEV-16 | 5.1.21.00 | Wallmounted Gas Boiler | Wallmounted Gas Boiler | 1 | 900 | - | kW | 2021 | PM-INS | PM | Preventative Maintenance | INS | Inspections | Y1 | 2029 | 8 | 2024 | 10 | REGULAR | ALL | 225 | Consumbles cost
DEV | abc | def | DEV-16 | 5.1.21.00 | Wallmounted Gas Boiler | Wallmounted Gas Boiler | 1 | 900 | - | kW | 2021 | PM-MAI | PM | Preventative Maintenance | MAI | Maintenance | Y2 | 2029 | 8 | 2024 | 10 | REGULAR | ALL | 225 | Consumbles cost
DEV | abc | def | DEV-16 | 5.1.21.00 | Wallmounted Gas Boiler | Wallmounted Gas Boiler | 1 | 900 | - | kW | 2021 | CM-MAI | CM | Corrective Maintenance | MAI | Maintenance | Y1 | 2029 | 8 | 2024 | 10 | REGULAR | ALL | 0 | Consumbles cost
DEV | MSTR | G11 | DEV-7 | 5.1.22.01 | Wallmounted Condensating Boiler (40 - 10000 Power) | CV3 | 1 | 62 | Power | kW | 1982 | PM-INS | PM | Preventative Maintenance | INS | Inspections | Y1 | 2030 | 23 | 2024 | 10 | REGULAR | ALL | 0 | Consumbles cost
DEV | MSTR | G11 | DEV-7 | 5.1.22.01 | Wallmounted Condensating Boiler (40 - 10000 Power) | CV3 | 1 | 62 | Power | kW | 1982 | PM-MAI | PM | Preventative Maintenance | MAI | Maintenance | M6 | 2030 | 23 | 2024 | 10 | REGULAR | ALL | 0 | Consumbles cost
DEV | MSTR | G11 | DEV-7 | 5.1.22.01 | Wallmounted Condensating Boiler (40 - 10000 Power) | CV3 | 1 | 62 | Power | kW | 1982 | PM-MAI | PM | Preventative Maintenance | MAI | Maintenance | Y1 | 2030 | 23 | 2024 | 10 | REGULAR | ALL | 16 | Consumbles cost
DEV | MSTR | G11 | DEV-7 | 5.1.22.01 | Wallmounted Condensating Boiler (40 - 10000 Power) | CV3 | 1 | 62 | Power | kW | 1982 | CM-MAI | CM | Corrective Maintenance | MAI | Maintenance | Y1 | 2030 | 23 | 2024 | 10 | REGULAR | ALL | 0 | Consumbles cost
DEV | MSTR | G11 | DEV-8 | 6.3.41.44 | LED-Spot (GU10 - 230V) (1 - 100 Amount) | Verlichting | 60 | 1 | Amount | # of devices | 1982 | PM-INS | PM | Preventative Maintenance | INS | Inspections | M3 | 2030 | 18 | 2024 | 10 | REGULAR | ALL | 0 | Consumbles cost
DEV | MSTR | G11 | DEV-8 | 6.3.41.44 | LED-Spot (GU10 - 230V) (1 - 100 Amount) | Verlichting | 60 | 1 | Amount | # of devices | 1982 | PM-INS | PM | Preventative Maintenance | INS | Inspections | Y1 | 2030 | 18 | 2024 | 10 | REGULAR | ALL | 0 | Consumbles cost
DEV | MSTR | G11 | DEV-8 | 6.3.41.44 | LED-Spot (GU10 - 230V) (1 - 100 Amount) | Verlichting | 60 | 1 | Amount | # of devices | 1982 | PM-MAI | PM | Preventative Maintenance | MAI | Maintenance | Y1 | 2030 | 18 | 2024 | 10 | REGULAR | ALL | 0 | Consumbles cost
DEV | MSTR | G11 | DEV-8 | 6.3.41.44 | LED-Spot (GU10 - 230V) (1 - 100 Amount) | Verlichting | 60 | 1 | Amount | # of devices | 1982 | PM-MAI | PM | Preventative Maintenance | MAI | Maintenance | Y2 | 2030 | 18 | 2024 | 10 | REGULAR | ALL | 480 | Consumbles cost
DEV | MSTR | G11 | DEV-8 | 6.3.41.44 | LED-Spot (GU10 - 230V) (1 - 100 Amount) | Verlichting | 60 | 1 | Amount | # of devices | 1982 | CM-MAI | CM | Corrective Maintenance | MAI | Maintenance | Y1 | 2030 | 18 | 2024 | 10 | REGULAR | ALL | 0 | Consumbles cost
DEV | MSTR | G11 | DEV-9 | 9.0.34.10 | Manual Roller Gate (1 - 500 Area) | Gate | 1 | 15 | Area | m2 | 1982 | PM-INS | PM | Preventative Maintenance | INS | Inspections | M1 | 2030 | 18 | 2024 | 10 | REGULAR | ALL | 0 | Consumbles cost
DEV | MSTR | G11 | DEV-9 | 9.0.34.10 | Manual Roller Gate (1 - 500 Area) | Gate | 1 | 15 | Area | m2 | 1982 | PM-INS | PM | Preventative Maintenance | INS | Inspections | Y1 | 2030 | 18 | 2024 | 10 | REGULAR | ALL | 0 | Consumbles cost
DEV | MSTR | G11 | DEV-9 | 9.0.34.10 | Manual Roller Gate (1 - 500 Area) | Gate | 1 | 15 | Area | m2 | 1982 | PM-MAI | PM | Preventative Maintenance | MAI | Maintenance | M3 | 2030 | 18 | 2024 | 10 | REGULAR | ALL | 120 | Consumbles cost
DEV | MSTR | G11 | DEV-9 | 9.0.34.10 | Manual Roller Gate (1 - 500 Area) | Gate | 1 | 15 | Area | m2 | 1982 | CM-MAI | CM | Corrective Maintenance | MAI | Maintenance | Y1 | 2030 | 18 | 2024 | 10 | REGULAR | ALL | 0 | Consumbles cost
DEV | MSTR | G11 | DEV-10 | 3.1.31.00 | Manual Swing Doors General (1 - 120 Area) | Zwaaideuren | 2 | 2 | Area | m2 | 1982 | PM-INS | PM | Preventative Maintenance | INS | Inspections | M1 | 2030 | 12 | 2024 | 10 | REGULAR | ALL | 0 | Consumbles cost
DEV | MSTR | G11 | DEV-10 | 3.1.31.00 | Manual Swing Doors General (1 - 120 Area) | Zwaaideuren | 2 | 2 | Area | m2 | 1982 | PM-INS | PM | Preventative Maintenance | INS | Inspections | W2 | 2030 | 12 | 2024 | 10 | REGULAR | ALL | 0 | Consumbles cost
DEV | MSTR | G11 | DEV-10 | 3.1.31.00 | Manual Swing Doors General (1 - 120 Area) | Zwaaideuren | 2 | 2 | Area | m2 | 1982 | PM-MAI | PM | Preventative Maintenance | MAI | Maintenance | Y1 | 2030 | 12 | 2024 | 10 | REGULAR | ALL | 100 | Consumbles cost
DEV | MSTR | G11 | DEV-10 | 3.1.31.00 | Manual Swing Doors General (1 - 120 Area) | Zwaaideuren | 2 | 2 | Area | m2 | 1982 | PM-MAI | PM | Preventative Maintenance | MAI | Maintenance | Y2 | 2030 | 12 | 2024 | 10 | REGULAR | ALL | 20 | Consumbles cost
DEV | MSTR | G11 | DEV-10 | 3.1.31.00 | Manual Swing Doors General (1 - 120 Area) | Zwaaideuren | 2 | 2 | Area | m2 | 1982 | CM-MAI | CM | Corrective Maintenance | MAI | Maintenance | Y1 | 2030 | 12 | 2024 | 10 | REGULAR | ALL | 0 | Consumbles cost
DEV | MSTR | G11 | DEV-11 | 2.1.12.01 | Cavity Walls (not insulated) (1 - 100000 Area) | Buitenmuren | 4 | 200 | Area | m2 | 1982 | PM-INS | PM | Preventative Maintenance | INS | Inspections | Y1 | 2030 | 48 | 2024 | 10 | REGULAR | ALL | 0 | Consumbles cost
DEV | MSTR | G11 | DEV-11 | 2.1.12.01 | Cavity Walls (not insulated) (1 - 100000 Area) | Buitenmuren | 4 | 200 | Area | m2 | 1982 | PM-MAI | PM | Preventative Maintenance | MAI | Maintenance | M6 | 2030 | 48 | 2024 | 10 | REGULAR | ALL | 0 | Consumbles cost
DEV | MSTR | G11 | DEV-11 | 2.1.12.01 | Cavity Walls (not insulated) (1 - 100000 Area) | Buitenmuren | 4 | 200 | Area | m2 | 1982 | CM-MAI | CM | Corrective Maintenance | MAI | Maintenance | Y1 | 2030 | 48 | 2024 | 10 | REGULAR | ALL | 0 | Consumbles cost
DEV | MSTR | G11 | DEV-13 | 2.3.11.00 | Concrete Floor (non insulated) (1 - 25000 Area) | Vloer | 1 | 200 | Area | m2 | 1982 | PM-INS | PM | Preventative Maintenance | INS | Inspections | M1 | 2030 | 48 | 2024 | 10 | REGULAR | ALL | 0 | Consumbles cost
DEV | MSTR | G11 | DEV-13 | 2.3.11.00 | Concrete Floor (non insulated) (1 - 25000 Area) | Vloer | 1 | 200 | Area | m2 | 1982 | PM-MAI | PM | Preventative Maintenance | MAI | Maintenance | Y1 | 2030 | 48 | 2024 | 10 | REGULAR | ALL | 200 | Consumbles cost
DEV | MSTR | G11 | DEV-13 | 2.3.11.00 | Concrete Floor (non insulated) (1 - 25000 Area) | Vloer | 1 | 200 | Area | m2 | 1982 | PM-MAI | PM | Preventative Maintenance | MAI | Maintenance | Y2 | 2030 | 48 | 2024 | 10 | REGULAR | ALL | 80 | Consumbles cost
DEV | MSTR | G11 | DEV-13 | 2.3.11.00 | Concrete Floor (non insulated) (1 - 25000 Area) | Vloer | 1 | 200 | Area | m2 | 1982 | UC-FMC | UC | User Cost | FMC | Maintenance | W1 | 2030 | 48 | 2024 | 10 | REGULAR | ALL | 0 | Consumbles cost
DEV | MSTR | G11 | DEV-13 | 2.3.11.00 | Concrete Floor (non insulated) (1 - 25000 Area) | Vloer | 1 | 200 | Area | m2 | 1982 | CM-MAI | CM | Corrective Maintenance | MAI | Maintenance | Y1 | 2030 | 48 | 2024 | 10 | REGULAR | ALL | 0 | Consumbles cost
DEV | MSTR | G11 | DEV-14 | 2.7.11.85 |  | Daktrim | 4 | 75 | Length | m1 | 1982 | PM-INS | PM | Preventative Maintenance | INS | Inspections | Y2 | 2030 | 18 | 2024 | 10 | REGULAR | ALL | 0 | Consumbles cost
DEV | MSTR | G11 | DEV-14 | 2.7.11.85 |  | Daktrim | 4 | 75 | Length | m1 | 1982 | CM-MAI | CM | Corrective Maintenance | MAI | Maintenance | Y1 | 2030 | 18 | 2024 | 10 | REGULAR | ALL | 0 | Consumbles cost
DEV | MSTR | G11 | DEV-15 | 2.8.11.05 | Plinth | plinten | 4 | 75 | Length | m1 | 1982 | PM-INS | PM | Preventative Maintenance | INS | Inspections | Y2 | 2030 | 48 | 2024 | 10 | REGULAR | ALL | 0 | Consumbles cost
DEV | MSTR | G11 | DEV-15 | 2.8.11.05 | Plinth | plinten | 4 | 75 | Length | m1 | 1982 | PM-MAI | PM | Preventative Maintenance | MAI | Maintenance | M1 | 2030 | 48 | 2024 | 10 | REGULAR | ALL | 3600 | Consumbles cost
DEV | MSTR | G11 | DEV-15 | 2.8.11.05 | Plinth | plinten | 4 | 75 | Length | m1 | 1982 | CM-MAI | CM | Corrective Maintenance | MAI | Maintenance | Y1 | 2030 | 48 | 2024 | 10 | REGULAR | ALL | 0 | Consumbles cost
DEV | abc | def | DEV-16 | 5.1.21.00 | Wallmounted Gas Boiler | Wallmounted Gas Boiler | 1 | 900 | - | kW | 2021 | PM-INS | PM | Preventative Maintenance | INS | Inspections | M1 | 2030 | 9 | 2024 | 10 | REGULAR | ALL | 0 | Consumbles cost
DEV | abc | def | DEV-16 | 5.1.21.00 | Wallmounted Gas Boiler | Wallmounted Gas Boiler | 1 | 900 | - | kW | 2021 | PM-INS | PM | Preventative Maintenance | INS | Inspections | M3 | 2030 | 9 | 2024 | 10 | REGULAR | ALL | 0 | Consumbles cost
DEV | abc | def | DEV-16 | 5.1.21.00 | Wallmounted Gas Boiler | Wallmounted Gas Boiler | 1 | 900 | - | kW | 2021 | PM-INS | PM | Preventative Maintenance | INS | Inspections | Y1 | 2030 | 9 | 2024 | 10 | REGULAR | ALL | 225 | Consumbles cost
DEV | abc | def | DEV-16 | 5.1.21.00 | Wallmounted Gas Boiler | Wallmounted Gas Boiler | 1 | 900 | - | kW | 2021 | CM-MAI | CM | Corrective Maintenance | MAI | Maintenance | Y1 | 2030 | 9 | 2024 | 10 | REGULAR | ALL | 0 | Consumbles cost
DEV | MSTR | G11 | DEV-1 | 5.7.12.15 | Ventilation hood (1 - 100 Area) | Ventilator | 1 | 1 | Area | m2 | 1982 | UC-FMC | UC | User Cost | FMC | Maintenance | W1 | 2030 | 23 | 2024 | 10 | REGULAR | ALL | 521 | Consumbles cost
DEV | MSTR | G11 | DEV-2 | 5.7.31.10 | Roof Extraction Unit (1000 - 150000 Flow rate) | Roof extraction Unit | 1 | 75500 | Flow rate | m3/h | 1982 | PM-INS | PM | Preventative Maintenance | INS | Inspections | M3 | 2030 | 3 | 2024 | 10 | REGULAR | ALL | 0 | Consumbles cost
DEV | MSTR | G11 | DEV-2 | 5.7.31.10 | Roof Extraction Unit (1000 - 150000 Flow rate) | Roof extraction Unit | 1 | 75500 | Flow rate | m3/h | 1982 | PM-MAI | PM | Preventative Maintenance | MAI | Maintenance | Y1 | 2030 | 3 | 2024 | 10 | REGULAR | ALL | 1007 | Consumbles cost
DEV | MSTR | G11 | DEV-2 | 5.7.31.10 | Roof Extraction Unit (1000 - 150000 Flow rate) | Roof extraction Unit | 1 | 75500 | Flow rate | m3/h | 1982 | PM-MAI | PM | Preventative Maintenance | MAI | Maintenance | Y2 | 2030 | 3 | 2024 | 10 | REGULAR | ALL | 503 | Consumbles cost
DEV | MSTR | G11 | DEV-2 | 5.7.31.10 | Roof Extraction Unit (1000 - 150000 Flow rate) | Roof extraction Unit | 1 | 75500 | Flow rate | m3/h | 1982 | CM-MAI | CM | Corrective Maintenance | MAI | Maintenance | Y1 | 2030 | 3 | 2024 | 10 | REGULAR | ALL | 0 | Consumbles cost
DEV | MSTR | G11 | DEV-3 | 5.1.21.01 | Wallmounted Condensating Gas Boiler (40 - 10000 Power) | CV | 1 | 218 | Power | kW | 1982 | PM-INS | PM | Preventative Maintenance | INS | Inspections | M1 | 2030 | 23 | 2024 | 10 | REGULAR | ALL | 0 | Consumbles cost
DEV | MSTR | G11 | DEV-3 | 5.1.21.01 | Wallmounted Condensating Gas Boiler (40 - 10000 Power) | CV | 1 | 218 | Power | kW | 1982 | PM-INS | PM | Preventative Maintenance | INS | Inspections | Y1 | 2030 | 23 | 2024 | 10 | REGULAR | ALL | 0 | Consumbles cost
DEV | MSTR | G11 | DEV-3 | 5.1.21.01 | Wallmounted Condensating Gas Boiler (40 - 10000 Power) | CV | 1 | 218 | Power | kW | 1982 | PM-MAI | PM | Preventative Maintenance | MAI | Maintenance | M3 | 2030 | 23 | 2024 | 10 | REGULAR | ALL | 436 | Consumbles cost
DEV | MSTR | G11 | DEV-3 | 5.1.21.01 | Wallmounted Condensating Gas Boiler (40 - 10000 Power) | CV | 1 | 218 | Power | kW | 1982 | PM-MAI | PM | Preventative Maintenance | MAI | Maintenance | Y2 | 2030 | 23 | 2024 | 10 | REGULAR | ALL | 273 | Consumbles cost
DEV | MSTR | G11 | DEV-3 | 5.1.21.01 | Wallmounted Condensating Gas Boiler (40 - 10000 Power) | CV | 1 | 218 | Power | kW | 1982 | CM-MAI | CM | Corrective Maintenance | MAI | Maintenance | Y1 | 2030 | 23 | 2024 | 10 | REGULAR | ALL | 0 | Consumbles cost
DEV | MSTR | G11 | DEV-4 | 5.3.20.05 | Sanitary Hot water piping (1 - 100 Length) | Warm water | 1 | 50 | Length | m1 | 1982 | PM-INS | PM | Preventative Maintenance | INS | Inspections | M6 | 2030 | 18 | 2024 | 10 | REGULAR | ALL | 500 | Consumbles cost
DEV | MSTR | G11 | DEV-4 | 5.3.20.05 | Sanitary Hot water piping (1 - 100 Length) | Warm water | 1 | 50 | Length | m1 | 1982 | CM-MAI | CM | Corrective Maintenance | MAI | Maintenance | Y1 | 2030 | 18 | 2024 | 10 | REGULAR | ALL | 0 | Consumbles cost
DEV | MSTR | G11 | DEV-5 | 5.6.10.85 | Buffer Vessel Hot Water Distribution (25 - 10000 Content) | Warmwatervat | 1 | 1200 | Content | L | 1982 | LC-EOL | LC | Life Cycle | EOL | End of Life | Y8 | 2030 | 0 | 2024 | 10 | REGULAR | ALL | 0 | Consumbles cost
DEV | MSTR | G11 | DEV-6 | 5.1.22.01 | Wallmounted Condensating Boiler (40 - 10000 Power) | CV2 | 1 | 15 | Power | kW | 1982 | PM-INS | PM | Preventative Maintenance | INS | Inspections | M1 | 2030 | 23 | 2024 | 10 | REGULAR | ALL | 0 | Consumbles cost
DEV | MSTR | G11 | DEV-6 | 5.1.22.01 | Wallmounted Condensating Boiler (40 - 10000 Power) | CV2 | 1 | 15 | Power | kW | 1982 | PM-INS | PM | Preventative Maintenance | INS | Inspections | M6 | 2030 | 23 | 2024 | 10 | REGULAR | ALL | 0 | Consumbles cost
DEV | MSTR | G11 | DEV-6 | 5.1.22.01 | Wallmounted Condensating Boiler (40 - 10000 Power) | CV2 | 1 | 15 | Power | kW | 1982 | PM-INS | PM | Preventative Maintenance | INS | Inspections | Y1 | 2030 | 23 | 2024 | 10 | REGULAR | ALL | 0 | Consumbles cost
DEV | MSTR | G11 | DEV-6 | 5.1.22.01 | Wallmounted Condensating Boiler (40 - 10000 Power) | CV2 | 1 | 15 | Power | kW | 1982 | PM-MAI | PM | Preventative Maintenance | MAI | Maintenance | M6 | 2030 | 23 | 2024 | 10 | REGULAR | ALL | 0 | Consumbles cost
DEV | MSTR | G11 | DEV-6 | 5.1.22.01 | Wallmounted Condensating Boiler (40 - 10000 Power) | CV2 | 1 | 15 | Power | kW | 1982 | PM-MAI | PM | Preventative Maintenance | MAI | Maintenance | Y1 | 2030 | 23 | 2024 | 10 | REGULAR | ALL | 4 | Consumbles cost
DEV | MSTR | G11 | DEV-6 | 5.1.22.01 | Wallmounted Condensating Boiler (40 - 10000 Power) | CV2 | 1 | 15 | Power | kW | 1982 | CM-MAI | CM | Corrective Maintenance | MAI | Maintenance | Y1 | 2030 | 23 | 2024 | 10 | REGULAR | ALL | 0 | Consumbles cost
DEV | MSTR | G11 | DEV-7 | 5.1.22.01 | Wallmounted Condensating Boiler (40 - 10000 Power) | CV3 | 1 | 62 | Power | kW | 1982 | PM-INS | PM | Preventative Maintenance | INS | Inspections | M1 | 2030 | 23 | 2024 | 10 | REGULAR | ALL | 0 | Consumbles cost
DEV | MSTR | G11 | DEV-7 | 5.1.22.01 | Wallmounted Condensating Boiler (40 - 10000 Power) | CV3 | 1 | 62 | Power | kW | 1982 | PM-INS | PM | Preventative Maintenance | INS | Inspections | M6 | 2030 | 23 | 2024 | 10 | REGULAR | ALL | 0 | Consumbles cost
DEV | MSTR | G11 | DEV-1 | 5.7.12.15 | Ventilation hood (1 - 100 Area) | Ventilator | 1 | 1 | Area | m2 | 1982 | UC-FMC | UC | User Cost | FMC | Inspections | W1 | 2031 | 24 | 2024 | 10 | REGULAR | ALL | 521 | Consumbles cost
DEV | MSTR | G11 | DEV-2 | 5.7.31.10 | Roof Extraction Unit (1000 - 150000 Flow rate) | Roof extraction Unit | 1 | 75500 | Flow rate | m3/h | 1982 | PM-INS | PM | Preventative Maintenance | INS | Inspections | M3 | 2031 | 4 | 2024 | 10 | REGULAR | ALL | 0 | Consumbles cost
DEV | MSTR | G11 | DEV-2 | 5.7.31.10 | Roof Extraction Unit (1000 - 150000 Flow rate) | Roof extraction Unit | 1 | 75500 | Flow rate | m3/h | 1982 | PM-MAI | PM | Preventative Maintenance | MAI | Maintenance | Y1 | 2031 | 4 | 2024 | 10 | REGULAR | ALL | 1007 | Consumbles cost
DEV | MSTR | G11 | DEV-2 | 5.7.31.10 | Roof Extraction Unit (1000 - 150000 Flow rate) | Roof extraction Unit | 1 | 75500 | Flow rate | m3/h | 1982 | CM-MAI | CM | Corrective Maintenance | MAI | Maintenance | Y1 | 2031 | 4 | 2024 | 10 | REGULAR | ALL | 0 | Consumbles cost
DEV | MSTR | G11 | DEV-3 | 5.1.21.01 | Wallmounted Condensating Gas Boiler (40 - 10000 Power) | CV | 1 | 218 | Power | kW | 1982 | PM-INS | PM | Preventative Maintenance | INS | Inspections | M1 | 2031 | 24 | 2024 | 10 | REGULAR | ALL | 0 | Consumbles cost
DEV | MSTR | G11 | DEV-3 | 5.1.21.01 | Wallmounted Condensating Gas Boiler (40 - 10000 Power) | CV | 1 | 218 | Power | kW | 1982 | PM-INS | PM | Preventative Maintenance | INS | Inspections | Y1 | 2031 | 24 | 2024 | 10 | REGULAR | ALL | 0 | Consumbles cost
DEV | MSTR | G11 | DEV-3 | 5.1.21.01 | Wallmounted Condensating Gas Boiler (40 - 10000 Power) | CV | 1 | 218 | Power | kW | 1982 | PM-MAI | PM | Preventative Maintenance | MAI | Maintenance | M3 | 2031 | 24 | 2024 | 10 | REGULAR | ALL | 436 | Consumbles cost
DEV | MSTR | G11 | DEV-3 | 5.1.21.01 | Wallmounted Condensating Gas Boiler (40 - 10000 Power) | CV | 1 | 218 | Power | kW | 1982 | CM-MAI | CM | Corrective Maintenance | MAI | Maintenance | Y1 | 2031 | 24 | 2024 | 10 | REGULAR | ALL | 0 | Consumbles cost
DEV | MSTR | G11 | DEV-4 | 5.3.20.05 | Sanitary Hot water piping (1 - 100 Length) | Warm water | 1 | 50 | Length | m1 | 1982 | PM-INS | PM | Preventative Maintenance | INS | Inspections | M6 | 2031 | 19 | 2024 | 10 | REGULAR | ALL | 500 | Consumbles cost
DEV | MSTR | G11 | DEV-4 | 5.3.20.05 | Sanitary Hot water piping (1 - 100 Length) | Warm water | 1 | 50 | Length | m1 | 1982 | CM-MAI | CM | Corrective Maintenance | MAI | Maintenance | Y1 | 2031 | 19 | 2024 | 10 | REGULAR | ALL | 0 | Consumbles cost
DEV | MSTR | G11 | DEV-6 | 5.1.22.01 | Wallmounted Condensating Boiler (40 - 10000 Power) | CV2 | 1 | 15 | Power | kW | 1982 | PM-INS | PM | Preventative Maintenance | INS | Inspections | M1 | 2031 | 24 | 2024 | 10 | REGULAR | ALL | 0 | Consumbles cost
DEV | MSTR | G11 | DEV-6 | 5.1.22.01 | Wallmounted Condensating Boiler (40 - 10000 Power) | CV2 | 1 | 15 | Power | kW | 1982 | PM-INS | PM | Preventative Maintenance | INS | Inspections | M6 | 2031 | 24 | 2024 | 10 | REGULAR | ALL | 0 | Consumbles cost
DEV | MSTR | G11 | DEV-6 | 5.1.22.01 | Wallmounted Condensating Boiler (40 - 10000 Power) | CV2 | 1 | 15 | Power | kW | 1982 | PM-INS | PM | Preventative Maintenance | INS | Inspections | Y1 | 2031 | 24 | 2024 | 10 | REGULAR | ALL | 0 | Consumbles cost
DEV | MSTR | G11 | DEV-6 | 5.1.22.01 | Wallmounted Condensating Boiler (40 - 10000 Power) | CV2 | 1 | 15 | Power | kW | 1982 | PM-MAI | PM | Preventative Maintenance | MAI | Maintenance | M6 | 2031 | 24 | 2024 | 10 | REGULAR | ALL | 0 | Consumbles cost
DEV | MSTR | G11 | DEV-6 | 5.1.22.01 | Wallmounted Condensating Boiler (40 - 10000 Power) | CV2 | 1 | 15 | Power | kW | 1982 | PM-MAI | PM | Preventative Maintenance | MAI | Maintenance | Y1 | 2031 | 24 | 2024 | 10 | REGULAR | ALL | 4 | Consumbles cost
DEV | MSTR | G11 | DEV-6 | 5.1.22.01 | Wallmounted Condensating Boiler (40 - 10000 Power) | CV2 | 1 | 15 | Power | kW | 1982 | CM-MAI | CM | Corrective Maintenance | MAI | Maintenance | Y1 | 2031 | 24 | 2024 | 10 | REGULAR | ALL | 0 | Consumbles cost
DEV | MSTR | G11 | DEV-7 | 5.1.22.01 | Wallmounted Condensating Boiler (40 - 10000 Power) | CV3 | 1 | 62 | Power | kW | 1982 | PM-INS | PM | Preventative Maintenance | INS | Inspections | M1 | 2031 | 24 | 2024 | 10 | REGULAR | ALL | 0 | Consumbles cost
DEV | MSTR | G11 | DEV-7 | 5.1.22.01 | Wallmounted Condensating Boiler (40 - 10000 Power) | CV3 | 1 | 62 | Power | kW | 1982 | PM-INS | PM | Preventative Maintenance | INS | Inspections | M6 | 2031 | 24 | 2024 | 10 | REGULAR | ALL | 0 | Consumbles cost
DEV | MSTR | G11 | DEV-7 | 5.1.22.01 | Wallmounted Condensating Boiler (40 - 10000 Power) | CV3 | 1 | 62 | Power | kW | 1982 | PM-INS | PM | Preventative Maintenance | INS | Inspections | Y1 | 2031 | 24 | 2024 | 10 | REGULAR | ALL | 0 | Consumbles cost
DEV | MSTR | G11 | DEV-7 | 5.1.22.01 | Wallmounted Condensating Boiler (40 - 10000 Power) | CV3 | 1 | 62 | Power | kW | 1982 | PM-MAI | PM | Preventative Maintenance | MAI | Maintenance | M6 | 2031 | 24 | 2024 | 10 | REGULAR | ALL | 0 | Consumbles cost
DEV | MSTR | G11 | DEV-7 | 5.1.22.01 | Wallmounted Condensating Boiler (40 - 10000 Power) | CV3 | 1 | 62 | Power | kW | 1982 | PM-MAI | PM | Preventative Maintenance | MAI | Maintenance | Y1 | 2031 | 24 | 2024 | 10 | REGULAR | ALL | 16 | Consumbles cost
DEV | MSTR | G11 | DEV-7 | 5.1.22.01 | Wallmounted Condensating Boiler (40 - 10000 Power) | CV3 | 1 | 62 | Power | kW | 1982 | CM-MAI | CM | Corrective Maintenance | MAI | Maintenance | Y1 | 2031 | 24 | 2024 | 10 | REGULAR | ALL | 0 | Consumbles cost
DEV | MSTR | G11 | DEV-8 | 6.3.41.44 | LED-Spot (GU10 - 230V) (1 - 100 Amount) | Verlichting | 60 | 1 | Amount | # of devices | 1982 | PM-INS | PM | Preventative Maintenance | INS | Inspections | M3 | 2031 | 19 | 2024 | 10 | REGULAR | ALL | 0 | Consumbles cost
DEV | MSTR | G11 | DEV-8 | 6.3.41.44 | LED-Spot (GU10 - 230V) (1 - 100 Amount) | Verlichting | 60 | 1 | Amount | # of devices | 1982 | PM-INS | PM | Preventative Maintenance | INS | Inspections | Y1 | 2031 | 19 | 2024 | 10 | REGULAR | ALL | 0 | Consumbles cost
DEV | MSTR | G11 | DEV-8 | 6.3.41.44 | LED-Spot (GU10 - 230V) (1 - 100 Amount) | Verlichting | 60 | 1 | Amount | # of devices | 1982 | PM-MAI | PM | Preventative Maintenance | MAI | Maintenance | Y1 | 2031 | 19 | 2024 | 10 | REGULAR | ALL | 0 | Consumbles cost
DEV | MSTR | G11 | DEV-8 | 6.3.41.44 | LED-Spot (GU10 - 230V) (1 - 100 Amount) | Verlichting | 60 | 1 | Amount | # of devices | 1982 | CM-MAI | CM | Corrective Maintenance | MAI | Maintenance | Y1 | 2031 | 19 | 2024 | 10 | REGULAR | ALL | 0 | Consumbles cost
DEV | MSTR | G11 | DEV-9 | 9.0.34.10 | Manual Roller Gate (1 - 500 Area) | Gate | 1 | 15 | Area | m2 | 1982 | PM-INS | PM | Preventative Maintenance | INS | Inspections | M1 | 2031 | 19 | 2024 | 10 | REGULAR | ALL | 0 | Consumbles cost
DEV | MSTR | G11 | DEV-9 | 9.0.34.10 | Manual Roller Gate (1 - 500 Area) | Gate | 1 | 15 | Area | m2 | 1982 | PM-INS | PM | Preventative Maintenance | INS | Inspections | Y1 | 2031 | 19 | 2024 | 10 | REGULAR | ALL | 0 | Consumbles cost
DEV | MSTR | G11 | DEV-9 | 9.0.34.10 | Manual Roller Gate (1 - 500 Area) | Gate | 1 | 15 | Area | m2 | 1982 | PM-MAI | PM | Preventative Maintenance | MAI | Maintenance | M3 | 2031 | 19 | 2024 | 10 | REGULAR | ALL | 120 | Consumbles cost
DEV | MSTR | G11 | DEV-9 | 9.0.34.10 | Manual Roller Gate (1 - 500 Area) | Gate | 1 | 15 | Area | m2 | 1982 | CM-MAI | CM | Corrective Maintenance | MAI | Maintenance | Y1 | 2031 | 19 | 2024 | 10 | REGULAR | ALL | 0 | Consumbles cost
DEV | MSTR | G11 | DEV-10 | 3.1.31.00 | Manual Swing Doors General (1 - 120 Area) | Zwaaideuren | 2 | 2 | Area | m2 | 1982 | PM-INS | PM | Preventative Maintenance | INS | Inspections | M1 | 2031 | 13 | 2024 | 10 | REGULAR | ALL | 0 | Consumbles cost
DEV | MSTR | G11 | DEV-10 | 3.1.31.00 | Manual Swing Doors General (1 - 120 Area) | Zwaaideuren | 2 | 2 | Area | m2 | 1982 | PM-INS | PM | Preventative Maintenance | INS | Inspections | W2 | 2031 | 13 | 2024 | 10 | REGULAR | ALL | 0 | Consumbles cost
DEV | MSTR | G11 | DEV-10 | 3.1.31.00 | Manual Swing Doors General (1 - 120 Area) | Zwaaideuren | 2 | 2 | Area | m2 | 1982 | PM-MAI | PM | Preventative Maintenance | MAI | Maintenance | Y1 | 2031 | 13 | 2024 | 10 | REGULAR | ALL | 100 | Consumbles cost
DEV | MSTR | G11 | DEV-10 | 3.1.31.00 | Manual Swing Doors General (1 - 120 Area) | Zwaaideuren | 2 | 2 | Area | m2 | 1982 | CM-MAI | CM | Corrective Maintenance | MAI | Maintenance | Y1 | 2031 | 13 | 2024 | 10 | REGULAR | ALL | 0 | Consumbles cost
DEV | MSTR | G11 | DEV-11 | 2.1.12.01 | Cavity Walls (not insulated) (1 - 100000 Area) | Buitenmuren | 4 | 200 | Area | m2 | 1982 | PM-INS | PM | Preventative Maintenance | INS | Inspections | Y1 | 2031 | 49 | 2024 | 10 | REGULAR | ALL | 0 | Consumbles cost
DEV | MSTR | G11 | DEV-11 | 2.1.12.01 | Cavity Walls (not insulated) (1 - 100000 Area) | Buitenmuren | 4 | 200 | Area | m2 | 1982 | PM-MAI | PM | Preventative Maintenance | MAI | Maintenance | M6 | 2031 | 49 | 2024 | 10 | REGULAR | ALL | 0 | Consumbles cost
DEV | MSTR | G11 | DEV-11 | 2.1.12.01 | Cavity Walls (not insulated) (1 - 100000 Area) | Buitenmuren | 4 | 200 | Area | m2 | 1982 | CM-MAI | CM | Corrective Maintenance | MAI | Maintenance | Y1 | 2031 | 49 | 2024 | 10 | REGULAR | ALL | 0 | Consumbles cost
DEV | MSTR | G11 | DEV-13 | 2.3.11.00 | Concrete Floor (non insulated) (1 - 25000 Area) | Vloer | 1 | 200 | Area | m2 | 1982 | PM-INS | PM | Preventative Maintenance | INS | Inspections | M1 | 2031 | 49 | 2024 | 10 | REGULAR | ALL | 0 | Consumbles cost
DEV | MSTR | G11 | DEV-13 | 2.3.11.00 | Concrete Floor (non insulated) (1 - 25000 Area) | Vloer | 1 | 200 | Area | m2 | 1982 | PM-MAI | PM | Preventative Maintenance | MAI | Maintenance | Y1 | 2031 | 49 | 2024 | 10 | REGULAR | ALL | 200 | Consumbles cost
DEV | MSTR | G11 | DEV-13 | 2.3.11.00 | Concrete Floor (non insulated) (1 - 25000 Area) | Vloer | 1 | 200 | Area | m2 | 1982 | UC-FMC | UC | User Cost | FMC | Maintenance | W1 | 2031 | 49 | 2024 | 10 | REGULAR | ALL | 0 | Consumbles cost
DEV | MSTR | G11 | DEV-13 | 2.3.11.00 | Concrete Floor (non insulated) (1 - 25000 Area) | Vloer | 1 | 200 | Area | m2 | 1982 | CM-MAI | CM | Corrective Maintenance | MAI | Maintenance | Y1 | 2031 | 49 | 2024 | 10 | REGULAR | ALL | 0 | Consumbles cost
DEV | MSTR | G11 | DEV-15 | 2.8.11.05 | Plinth | plinten | 4 | 75 | Length | m1 | 1982 | PM-MAI | PM | Preventative Maintenance | MAI | Maintenance | M1 | 2031 | 49 | 2024 | 10 | REGULAR | ALL | 3600 | Consumbles cost
DEV | MSTR | G11 | DEV-15 | 2.8.11.05 | Plinth | plinten | 4 | 75 | Length | m1 | 1982 | CM-MAI | CM | Corrective Maintenance | MAI | Maintenance | Y1 | 2031 | 49 | 2024 | 10 | REGULAR | ALL | 0 | Consumbles cost
DEV | abc | def | DEV-16 | 5.1.21.00 | Wallmounted Gas Boiler | Wallmounted Gas Boiler | 1 | 900 | - | kW | 2021 | PM-INS | PM | Preventative Maintenance | INS | Inspections | M1 | 2031 | 10 | 2024 | 10 | REGULAR | ALL | 0 | Consumbles cost
DEV | abc | def | DEV-16 | 5.1.21.00 | Wallmounted Gas Boiler | Wallmounted Gas Boiler | 1 | 900 | - | kW | 2021 | PM-INS | PM | Preventative Maintenance | INS | Inspections | M3 | 2031 | 10 | 2024 | 10 | REGULAR | ALL | 0 | Consumbles cost
DEV | abc | def | DEV-16 | 5.1.21.00 | Wallmounted Gas Boiler | Wallmounted Gas Boiler | 1 | 900 | - | kW | 2021 | PM-INS | PM | Preventative Maintenance | INS | Inspections | Y1 | 2031 | 10 | 2024 | 10 | REGULAR | ALL | 225 | Consumbles cost
DEV | abc | def | DEV-16 | 5.1.21.00 | Wallmounted Gas Boiler | Wallmounted Gas Boiler | 1 | 900 | - | kW | 2021 | PM-MAI | PM | Preventative Maintenance | MAI | Maintenance | Y2 | 2031 | 10 | 2024 | 10 | REGULAR | ALL | 225 | Consumbles cost
DEV | abc | def | DEV-16 | 5.1.21.00 | Wallmounted Gas Boiler | Wallmounted Gas Boiler | 1 | 900 | - | kW | 2021 | CM-MAI | CM | Corrective Maintenance | MAI | Maintenance | Y1 | 2031 | 10 | 2024 | 10 | REGULAR | ALL | 0 | Consumbles cost
DEV | MSTR | G11 | DEV-1 | 5.7.12.15 | Ventilation hood (1 - 100 Area) | Ventilator | 1 | 1 | Area | m2 | 1982 | LC-EOL | LC | Life Cycle | EOL | End of Life | Y25 | 2032 | 0 | 2024 | 10 | REGULAR | ALL | 0 | Consumbles cost
DEV | MSTR | G11 | DEV-1 | 5.7.12.15 | Ventilation hood (1 - 100 Area) | Ventilator | 1 | 1 | Area | m2 | 1982 | UC-FMC | UC | User Cost | FMC | End of Life | W1 | 2032 | 0 | 2024 | 10 | REGULAR | ALL | 0 | Consumbles cost
DEV | MSTR | G11 | DEV-2 | 5.7.31.10 | Roof Extraction Unit (1000 - 150000 Flow rate) | Roof extraction Unit | 1 | 75500 | Flow rate | m3/h | 1982 | PM-INS | PM | Preventative Maintenance | INS | Inspections | M3 | 2032 | 5 | 2024 | 10 | REGULAR | ALL | 0 | Consumbles cost
DEV | MSTR | G11 | DEV-2 | 5.7.31.10 | Roof Extraction Unit (1000 - 150000 Flow rate) | Roof extraction Unit | 1 | 75500 | Flow rate | m3/h | 1982 | PM-MAI | PM | Preventative Maintenance | MAI | Maintenance | Y1 | 2032 | 5 | 2024 | 10 | REGULAR | ALL | 1007 | Consumbles cost
DEV | MSTR | G11 | DEV-2 | 5.7.31.10 | Roof Extraction Unit (1000 - 150000 Flow rate) | Roof extraction Unit | 1 | 75500 | Flow rate | m3/h | 1982 | PM-MAI | PM | Preventative Maintenance | MAI | Maintenance | Y2 | 2032 | 5 | 2024 | 10 | REGULAR | ALL | 503 | Consumbles cost
DEV | MSTR | G11 | DEV-2 | 5.7.31.10 | Roof Extraction Unit (1000 - 150000 Flow rate) | Roof extraction Unit | 1 | 75500 | Flow rate | m3/h | 1982 | CM-MAI | CM | Corrective Maintenance | MAI | Maintenance | Y1 | 2032 | 5 | 2024 | 10 | REGULAR | ALL | 0 | Consumbles cost
DEV | MSTR | G11 | DEV-3 | 5.1.21.01 | Wallmounted Condensating Gas Boiler (40 - 10000 Power) | CV | 1 | 218 | Power | kW | 1982 | LC-EOL | LC | Life Cycle | EOL | End of Life | Y25 | 2032 | 0 | 2024 | 10 | REGULAR | ALL | 0 | Consumbles cost
DEV | MSTR | G11 | DEV-4 | 5.3.20.05 | Sanitary Hot water piping (1 - 100 Length) | Warm water | 1 | 50 | Length | m1 | 1982 | PM-INS | PM | Preventative Maintenance | INS | Inspections | M6 | 2032 | 20 | 2024 | 10 | REGULAR | ALL | 500 | Consumbles cost
DEV | MSTR | G11 | DEV-4 | 5.3.20.05 | Sanitary Hot water piping (1 - 100 Length) | Warm water | 1 | 50 | Length | m1 | 1982 | CM-MAI | CM | Corrective Maintenance | MAI | Maintenance | Y1 | 2032 | 20 | 2024 | 10 | REGULAR | ALL | 0 | Consumbles cost
DEV | MSTR | G11 | DEV-5 | 5.6.10.85 | Buffer Vessel Hot Water Distribution (25 - 10000 Content) | Warmwatervat | 1 | 1200 | Content | L | 1982 | PM-INS | PM | Preventative Maintenance | INS | Inspections | M3 | 2032 | 2 | 2024 | 10 | REGULAR | ALL | 0 | Consumbles cost
DEV | MSTR | G11 | DEV-5 | 5.6.10.85 | Buffer Vessel Hot Water Distribution (25 - 10000 Content) | Warmwatervat | 1 | 1200 | Content | L | 1982 | PM-MAI | PM | Preventative Maintenance | MAI | Maintenance | Y1 | 2032 | 2 | 2024 | 10 | REGULAR | ALL | 857 | Consumbles cost
DEV | MSTR | G11 | DEV-5 | 5.6.10.85 | Buffer Vessel Hot Water Distribution (25 - 10000 Content) | Warmwatervat | 1 | 1200 | Content | L | 1982 | PM-MAI | PM | Preventative Maintenance | MAI | Maintenance | Y2 | 2032 | 2 | 2024 | 10 | REGULAR | ALL | 171 | Consumbles cost
DEV | MSTR | G11 | DEV-5 | 5.6.10.85 | Buffer Vessel Hot Water Distribution (25 - 10000 Content) | Warmwatervat | 1 | 1200 | Content | L | 1982 | PM-MAI | PM | Preventative Maintenance | MAI | Maintenance | Y2 | 2032 | 2 | 2024 | 10 | REGULAR | ALL | 171 | Consumbles cost
DEV | MSTR | G11 | DEV-5 | 5.6.10.85 | Buffer Vessel Hot Water Distribution (25 - 10000 Content) | Warmwatervat | 1 | 1200 | Content | L | 1982 | CM-MAI | CM | Corrective Maintenance | MAI | Maintenance | Y1 | 2032 | 2 | 2024 | 10 | REGULAR | ALL | 0 | Consumbles cost
DEV | MSTR | G11 | DEV-6 | 5.1.22.01 | Wallmounted Condensating Boiler (40 - 10000 Power) | CV2 | 1 | 15 | Power | kW | 1982 | LC-EOL | LC | Life Cycle | EOL | End of Life | Y25 | 2032 | 0 | 2024 | 10 | REGULAR | ALL | 0 | Consumbles cost
DEV | MSTR | G11 | DEV-7 | 5.1.22.01 | Wallmounted Condensating Boiler (40 - 10000 Power) | CV3 | 1 | 62 | Power | kW | 1982 | LC-EOL | LC | Life Cycle | EOL | End of Life | Y25 | 2032 | 0 | 2024 | 10 | REGULAR | ALL | 0 | Consumbles cost
DEV | MSTR | G11 | DEV-8 | 6.3.41.44 | LED-Spot (GU10 - 230V) (1 - 100 Amount) | Verlichting | 60 | 1 | Amount | # of devices | 1982 | PM-INS | PM | Preventative Maintenance | INS | Inspections | M3 | 2032 | 20 | 2024 | 10 | REGULAR | ALL | 0 | Consumbles cost
DEV | MSTR | G11 | DEV-8 | 6.3.41.44 | LED-Spot (GU10 - 230V) (1 - 100 Amount) | Verlichting | 60 | 1 | Amount | # of devices | 1982 | PM-INS | PM | Preventative Maintenance | INS | Inspections | Y1 | 2032 | 20 | 2024 | 10 | REGULAR | ALL | 0 | Consumbles cost
DEV | MSTR | G11 | DEV-8 | 6.3.41.44 | LED-Spot (GU10 - 230V) (1 - 100 Amount) | Verlichting | 60 | 1 | Amount | # of devices | 1982 | PM-MAI | PM | Preventative Maintenance | MAI | Maintenance | Y1 | 2032 | 20 | 2024 | 10 | REGULAR | ALL | 0 | Consumbles cost
DEV | MSTR | G11 | DEV-8 | 6.3.41.44 | LED-Spot (GU10 - 230V) (1 - 100 Amount) | Verlichting | 60 | 1 | Amount | # of devices | 1982 | PM-MAI | PM | Preventative Maintenance | MAI | Maintenance | Y2 | 2032 | 20 | 2024 | 10 | REGULAR | ALL | 480 | Consumbles cost
DEV | MSTR | G11 | DEV-8 | 6.3.41.44 | LED-Spot (GU10 - 230V) (1 - 100 Amount) | Verlichting | 60 | 1 | Amount | # of devices | 1982 | CM-MAI | CM | Corrective Maintenance | MAI | Maintenance | Y1 | 2032 | 20 | 2024 | 10 | REGULAR | ALL | 0 | Consumbles cost
DEV | MSTR | G11 | DEV-9 | 9.0.34.10 | Manual Roller Gate (1 - 500 Area) | Gate | 1 | 15 | Area | m2 | 1982 | PM-INS | PM | Preventative Maintenance | INS | Inspections | M1 | 2032 | 20 | 2024 | 10 | REGULAR | ALL | 0 | Consumbles cost
DEV | MSTR | G11 | DEV-9 | 9.0.34.10 | Manual Roller Gate (1 - 500 Area) | Gate | 1 | 15 | Area | m2 | 1982 | PM-INS | PM | Preventative Maintenance | INS | Inspections | Y1 | 2032 | 20 | 2024 | 10 | REGULAR | ALL | 0 | Consumbles cost
DEV | MSTR | G11 | DEV-9 | 9.0.34.10 | Manual Roller Gate (1 - 500 Area) | Gate | 1 | 15 | Area | m2 | 1982 | PM-MAI | PM | Preventative Maintenance | MAI | Maintenance | M3 | 2032 | 20 | 2024 | 10 | REGULAR | ALL | 120 | Consumbles cost
DEV | MSTR | G11 | DEV-9 | 9.0.34.10 | Manual Roller Gate (1 - 500 Area) | Gate | 1 | 15 | Area | m2 | 1982 | CM-MAI | CM | Corrective Maintenance | MAI | Maintenance | Y1 | 2032 | 20 | 2024 | 10 | REGULAR | ALL | 0 | Consumbles cost
DEV | MSTR | G11 | DEV-10 | 3.1.31.00 | Manual Swing Doors General (1 - 120 Area) | Zwaaideuren | 2 | 2 | Area | m2 | 1982 | PM-INS | PM | Preventative Maintenance | INS | Inspections | M1 | 2032 | 14 | 2024 | 10 | REGULAR | ALL | 0 | Consumbles cost
DEV | MSTR | G11 | DEV-10 | 3.1.31.00 | Manual Swing Doors General (1 - 120 Area) | Zwaaideuren | 2 | 2 | Area | m2 | 1982 | PM-INS | PM | Preventative Maintenance | INS | Inspections | W2 | 2032 | 14 | 2024 | 10 | REGULAR | ALL | 0 | Consumbles cost
DEV | MSTR | G11 | DEV-10 | 3.1.31.00 | Manual Swing Doors General (1 - 120 Area) | Zwaaideuren | 2 | 2 | Area | m2 | 1982 | PM-MAI | PM | Preventative Maintenance | MAI | Maintenance | Y1 | 2032 | 14 | 2024 | 10 | REGULAR | ALL | 100 | Consumbles cost
DEV | MSTR | G11 | DEV-10 | 3.1.31.00 | Manual Swing Doors General (1 - 120 Area) | Zwaaideuren | 2 | 2 | Area | m2 | 1982 | PM-MAI | PM | Preventative Maintenance | MAI | Maintenance | Y2 | 2032 | 14 | 2024 | 10 | REGULAR | ALL | 20 | Consumbles cost
DEV | MSTR | G11 | DEV-10 | 3.1.31.00 | Manual Swing Doors General (1 - 120 Area) | Zwaaideuren | 2 | 2 | Area | m2 | 1982 | CM-MAI | CM | Corrective Maintenance | MAI | Maintenance | Y1 | 2032 | 14 | 2024 | 10 | REGULAR | ALL | 0 | Consumbles cost
DEV | MSTR | G11 | DEV-11 | 2.1.12.01 | Cavity Walls (not insulated) (1 - 100000 Area) | Buitenmuren | 4 | 200 | Area | m2 | 1982 | LC-EOL | LC | Life Cycle | EOL | End of Life | Y50 | 2032 | 0 | 2024 | 10 | REGULAR | ALL | 0 | Consumbles cost
DEV | MSTR | G11 | DEV-13 | 2.3.11.00 | Concrete Floor (non insulated) (1 - 25000 Area) | Vloer | 1 | 200 | Area | m2 | 1982 | LC-EOL | LC | Life Cycle | EOL | End of Life | Y50 | 2032 | 0 | 2024 | 10 | REGULAR | ALL | 0 | Consumbles cost
DEV | MSTR | G11 | DEV-13 | 2.3.11.00 | Concrete Floor (non insulated) (1 - 25000 Area) | Vloer | 1 | 200 | Area | m2 | 1982 | UC-FMC | UC | User Cost | FMC | End of Life | W1 | 2032 | 0 | 2024 | 10 | REGULAR | ALL | 0 | Consumbles cost
DEV | MSTR | G11 | DEV-14 | 2.7.11.85 |  | Daktrim | 4 | 75 | Length | m1 | 1982 | PM-INS | PM | Preventative Maintenance | INS | Inspections | Y2 | 2032 | 20 | 2024 | 10 | REGULAR | ALL | 0 | Consumbles cost
DEV | MSTR | G11 | DEV-14 | 2.7.11.85 |  | Daktrim | 4 | 75 | Length | m1 | 1982 | CM-MAI | CM | Corrective Maintenance | MAI | Maintenance | Y1 | 2032 | 20 | 2024 | 10 | REGULAR | ALL | 0 | Consumbles cost
DEV | MSTR | G11 | DEV-15 | 2.8.11.05 | Plinth | plinten | 4 | 75 | Length | m1 | 1982 | PM-INS | PM | Preventative Maintenance | INS | Inspections | Y2 | 2032 | 50 | 2024 | 10 | REGULAR | ALL | 0 | Consumbles cost
DEV | MSTR | G11 | DEV-15 | 2.8.11.05 | Plinth | plinten | 4 | 75 | Length | m1 | 1982 | PM-MAI | PM | Preventative Maintenance | MAI | Maintenance | M1 | 2032 | 50 | 2024 | 10 | REGULAR | ALL | 3600 | Consumbles cost
DEV | MSTR | G11 | DEV-15 | 2.8.11.05 | Plinth | plinten | 4 | 75 | Length | m1 | 1982 | CM-MAI | CM | Corrective Maintenance | MAI | Maintenance | Y1 | 2032 | 50 | 2024 | 10 | REGULAR | ALL | 0 | Consumbles cost
DEV | abc | def | DEV-16 | 5.1.21.00 | Wallmounted Gas Boiler | Wallmounted Gas Boiler | 1 | 900 | - | kW | 2021 | PM-INS | PM | Preventative Maintenance | INS | Inspections | M1 | 2032 | 11 | 2024 | 10 | REGULAR | ALL | 0 | Consumbles cost
DEV | abc | def | DEV-16 | 5.1.21.00 | Wallmounted Gas Boiler | Wallmounted Gas Boiler | 1 | 900 | - | kW | 2021 | PM-INS | PM | Preventative Maintenance | INS | Inspections | M3 | 2032 | 11 | 2024 | 10 | REGULAR | ALL | 0 | Consumbles cost
DEV | abc | def | DEV-16 | 5.1.21.00 | Wallmounted Gas Boiler | Wallmounted Gas Boiler | 1 | 900 | - | kW | 2021 | PM-INS | PM | Preventative Maintenance | INS | Inspections | Y1 | 2032 | 11 | 2024 | 10 | REGULAR | ALL | 225 | Consumbles cost
DEV | abc | def | DEV-16 | 5.1.21.00 | Wallmounted Gas Boiler | Wallmounted Gas Boiler | 1 | 900 | - | kW | 2021 | CM-MAI | CM | Corrective Maintenance | MAI | Maintenance | Y1 | 2032 | 11 | 2024 | 10 | REGULAR | ALL | 0 | Consumbles cost
DEV | MSTR | G11 | DEV-1 | 5.7.12.15 | Ventilation hood (1 - 100 Area) | Ventilator | 1 | 1 | Area | m2 | 1982 | UC-FMC | UC | User Cost | FMC | Maintenance | W1 | 2033 | 1 | 2024 | 10 | REGULAR | ALL | 0 | Consumbles cost
DEV | MSTR | G11 | DEV-2 | 5.7.31.10 | Roof Extraction Unit (1000 - 150000 Flow rate) | Roof extraction Unit | 1 | 75500 | Flow rate | m3/h | 1982 | PM-INS | PM | Preventative Maintenance | INS | Inspections | M3 | 2033 | 6 | 2024 | 10 | REGULAR | ALL | 0 | Consumbles cost
DEV | MSTR | G11 | DEV-2 | 5.7.31.10 | Roof Extraction Unit (1000 - 150000 Flow rate) | Roof extraction Unit | 1 | 75500 | Flow rate | m3/h | 1982 | PM-MAI | PM | Preventative Maintenance | MAI | Maintenance | Y1 | 2033 | 6 | 2024 | 10 | REGULAR | ALL | 1007 | Consumbles cost
DEV | MSTR | G11 | DEV-2 | 5.7.31.10 | Roof Extraction Unit (1000 - 150000 Flow rate) | Roof extraction Unit | 1 | 75500 | Flow rate | m3/h | 1982 | CM-MAI | CM | Corrective Maintenance | MAI | Maintenance | Y1 | 2033 | 6 | 2024 | 10 | REGULAR | ALL | 0 | Consumbles cost
DEV | MSTR | G11 | DEV-4 | 5.3.20.05 | Sanitary Hot water piping (1 - 100 Length) | Warm water | 1 | 50 | Length | m1 | 1982 | PM-INS | PM | Preventative Maintenance | INS | Inspections | M6 | 2033 | 21 | 2024 | 10 | REGULAR | ALL | 500 | Consumbles cost
DEV | MSTR | G11 | DEV-4 | 5.3.20.05 | Sanitary Hot water piping (1 - 100 Length) | Warm water | 1 | 50 | Length | m1 | 1982 | CM-MAI | CM | Corrective Maintenance | MAI | Maintenance | Y1 | 2033 | 21 | 2024 | 10 | REGULAR | ALL | 0 | Consumbles cost
DEV | MSTR | G11 | DEV-5 | 5.6.10.85 | Buffer Vessel Hot Water Distribution (25 - 10000 Content) | Warmwatervat | 1 | 1200 | Content | L | 1982 | PM-INS | PM | Preventative Maintenance | INS | Inspections | M3 | 2033 | 3 | 2024 | 10 | REGULAR | ALL | 0 | Consumbles cost
DEV | MSTR | G11 | DEV-5 | 5.6.10.85 | Buffer Vessel Hot Water Distribution (25 - 10000 Content) | Warmwatervat | 1 | 1200 | Content | L | 1982 | PM-MAI | PM | Preventative Maintenance | MAI | Maintenance | Y1 | 2033 | 3 | 2024 | 10 | REGULAR | ALL | 857 | Consumbles cost
DEV | MSTR | G11 | DEV-5 | 5.6.10.85 | Buffer Vessel Hot Water Distribution (25 - 10000 Content) | Warmwatervat | 1 | 1200 | Content | L | 1982 | CM-MAI | CM | Corrective Maintenance | MAI | Maintenance | Y1 | 2033 | 3 | 2024 | 10 | REGULAR | ALL | 0 | Consumbles cost
DEV | MSTR | G11 | DEV-8 | 6.3.41.44 | LED-Spot (GU10 - 230V) (1 - 100 Amount) | Verlichting | 60 | 1 | Amount | # of devices | 1982 | PM-INS | PM | Preventative Maintenance | INS | Inspections | M3 | 2033 | 21 | 2024 | 10 | REGULAR | ALL | 0 | Consumbles cost
DEV | MSTR | G11 | DEV-8 | 6.3.41.44 | LED-Spot (GU10 - 230V) (1 - 100 Amount) | Verlichting | 60 | 1 | Amount | # of devices | 1982 | PM-INS | PM | Preventative Maintenance | INS | Inspections | Y1 | 2033 | 21 | 2024 | 10 | REGULAR | ALL | 0 | Consumbles cost
DEV | MSTR | G11 | DEV-8 | 6.3.41.44 | LED-Spot (GU10 - 230V) (1 - 100 Amount) | Verlichting | 60 | 1 | Amount | # of devices | 1982 | PM-MAI | PM | Preventative Maintenance | MAI | Maintenance | Y1 | 2033 | 21 | 2024 | 10 | REGULAR | ALL | 0 | Consumbles cost
DEV | MSTR | G11 | DEV-8 | 6.3.41.44 | LED-Spot (GU10 - 230V) (1 - 100 Amount) | Verlichting | 60 | 1 | Amount | # of devices | 1982 | CM-MAI | CM | Corrective Maintenance | MAI | Maintenance | Y1 | 2033 | 21 | 2024 | 10 | REGULAR | ALL | 0 | Consumbles cost
DEV | MSTR | G11 | DEV-9 | 9.0.34.10 | Manual Roller Gate (1 - 500 Area) | Gate | 1 | 15 | Area | m2 | 1982 | PM-INS | PM | Preventative Maintenance | INS | Inspections | M1 | 2033 | 21 | 2024 | 10 | REGULAR | ALL | 0 | Consumbles cost
DEV | MSTR | G11 | DEV-9 | 9.0.34.10 | Manual Roller Gate (1 - 500 Area) | Gate | 1 | 15 | Area | m2 | 1982 | PM-INS | PM | Preventative Maintenance | INS | Inspections | Y1 | 2033 | 21 | 2024 | 10 | REGULAR | ALL | 0 | Consumbles cost
DEV | MSTR | G11 | DEV-9 | 9.0.34.10 | Manual Roller Gate (1 - 500 Area) | Gate | 1 | 15 | Area | m2 | 1982 | PM-MAI | PM | Preventative Maintenance | MAI | Maintenance | M3 | 2033 | 21 | 2024 | 10 | REGULAR | ALL | 120 | Consumbles cost
DEV | MSTR | G11 | DEV-9 | 9.0.34.10 | Manual Roller Gate (1 - 500 Area) | Gate | 1 | 15 | Area | m2 | 1982 | CM-MAI | CM | Corrective Maintenance | MAI | Maintenance | Y1 | 2033 | 21 | 2024 | 10 | REGULAR | ALL | 0 | Consumbles cost
DEV | MSTR | G11 | DEV-10 | 3.1.31.00 | Manual Swing Doors General (1 - 120 Area) | Zwaaideuren | 2 | 2 | Area | m2 | 1982 | PM-INS | PM | Preventative Maintenance | INS | Inspections | M1 | 2033 | 15 | 2024 | 10 | REGULAR | ALL | 0 | Consumbles cost
DEV | MSTR | G11 | DEV-10 | 3.1.31.00 | Manual Swing Doors General (1 - 120 Area) | Zwaaideuren | 2 | 2 | Area | m2 | 1982 | PM-INS | PM | Preventative Maintenance | INS | Inspections | W2 | 2033 | 15 | 2024 | 10 | REGULAR | ALL | 0 | Consumbles cost
DEV | MSTR | G11 | DEV-10 | 3.1.31.00 | Manual Swing Doors General (1 - 120 Area) | Zwaaideuren | 2 | 2 | Area | m2 | 1982 | PM-MAI | PM | Preventative Maintenance | MAI | Maintenance | Y1 | 2033 | 15 | 2024 | 10 | REGULAR | ALL | 100 | Consumbles cost
DEV | MSTR | G11 | DEV-10 | 3.1.31.00 | Manual Swing Doors General (1 - 120 Area) | Zwaaideuren | 2 | 2 | Area | m2 | 1982 | CM-MAI | CM | Corrective Maintenance | MAI | Maintenance | Y1 | 2033 | 15 | 2024 | 10 | REGULAR | ALL | 0 | Consumbles cost
DEV | MSTR | G11 | DEV-13 | 2.3.11.00 | Concrete Floor (non insulated) (1 - 25000 Area) | Vloer | 1 | 200 | Area | m2 | 1982 | UC-FMC | UC | User Cost | FMC | Maintenance | W1 | 2033 | 1 | 2024 | 10 | REGULAR | ALL | 0 | Consumbles cost
DEV | MSTR | G11 | DEV-15 | 2.8.11.05 | Plinth | plinten | 4 | 75 | Length | m1 | 1982 | PM-MAI | PM | Preventative Maintenance | MAI | Maintenance | M1 | 2033 | 51 | 2024 | 10 | REGULAR | ALL | 3600 | Consumbles cost
DEV | MSTR | G11 | DEV-15 | 2.8.11.05 | Plinth | plinten | 4 | 75 | Length | m1 | 1982 | CM-MAI | CM | Corrective Maintenance | MAI | Maintenance | Y1 | 2033 | 51 | 2024 | 10 | REGULAR | ALL | 0 | Consumbles cost
DEV | abc | def | DEV-16 | 5.1.21.00 | Wallmounted Gas Boiler | Wallmounted Gas Boiler | 1 | 900 | - | kW | 2021 | PM-INS | PM | Preventative Maintenance | INS | Inspections | M1 | 2033 | 12 | 2024 | 10 | REGULAR | ALL | 0 | Consumbles cost
DEV | abc | def | DEV-16 | 5.1.21.00 | Wallmounted Gas Boiler | Wallmounted Gas Boiler | 1 | 900 | - | kW | 2021 | PM-INS | PM | Preventative Maintenance | INS | Inspections | M3 | 2033 | 12 | 2024 | 10 | REGULAR | ALL | 0 | Consumbles cost
DEV | abc | def | DEV-16 | 5.1.21.00 | Wallmounted Gas Boiler | Wallmounted Gas Boiler | 1 | 900 | - | kW | 2021 | PM-INS | PM | Preventative Maintenance | INS | Inspections | Y1 | 2033 | 12 | 2024 | 10 | REGULAR | ALL | 225 | Consumbles cost
DEV | abc | def | DEV-16 | 5.1.21.00 | Wallmounted Gas Boiler | Wallmounted Gas Boiler | 1 | 900 | - | kW | 2021 | PM-MAI | PM | Preventative Maintenance | MAI | Maintenance | Y2 | 2033 | 12 | 2024 | 10 | REGULAR | ALL | 225 | Consumbles cost
DEV | abc | def | DEV-16 | 5.1.21.00 | Wallmounted Gas Boiler | Wallmounted Gas Boiler | 1 | 900 | - | kW | 2021 | CM-MAI | CM | Corrective Maintenance | MAI | Maintenance | Y1 | 2033 | 12 | 2024 | 10 | REGULAR | ALL | 0 | Consumbles cost
DEV | MSTR | G11 | DEV-1 | 5.7.12.15 | Ventilation hood (1 - 100 Area) | Ventilator | 1 | 1 | Area | m2 | 1982 | UC-FMC | UC | User Cost | FMC | Maintenance | W1 | 2024 | 17 | 2024 | 10 | REGULAR | ALL | 0 | Material cost
DEV | MSTR | G11 | DEV-2 | 5.7.31.10 | Roof Extraction Unit (1000 - 150000 Flow rate) | Roof extraction Unit | 1 | 75500 | Flow rate | m3/h | 1982 | PM-INS | PM | Preventative Maintenance | INS | Inspections | M3 | 2024 | 12 | 2024 | 10 | REGULAR | ALL | 0 | Material cost
DEV | MSTR | G11 | DEV-2 | 5.7.31.10 | Roof Extraction Unit (1000 - 150000 Flow rate) | Roof extraction Unit | 1 | 75500 | Flow rate | m3/h | 1982 | PM-MAI | PM | Preventative Maintenance | MAI | Maintenance | Y1 | 2024 | 12 | 2024 | 10 | REGULAR | ALL | 0 | Material cost
DEV | MSTR | G11 | DEV-2 | 5.7.31.10 | Roof Extraction Unit (1000 - 150000 Flow rate) | Roof extraction Unit | 1 | 75500 | Flow rate | m3/h | 1982 | PM-MAI | PM | Preventative Maintenance | MAI | Maintenance | Y2 | 2024 | 12 | 2024 | 10 | REGULAR | ALL | 0 | Material cost
DEV | MSTR | G11 | DEV-2 | 5.7.31.10 | Roof Extraction Unit (1000 - 150000 Flow rate) | Roof extraction Unit | 1 | 75500 | Flow rate | m3/h | 1982 | CM-MAI | CM | Corrective Maintenance | MAI | Maintenance | Y1 | 2024 | 12 | 2024 | 10 | REGULAR | ALL | 0 | Material cost
DEV | MSTR | G11 | DEV-3 | 5.1.21.01 | Wallmounted Condensating Gas Boiler (40 - 10000 Power) | CV | 1 | 218 | Power | kW | 1982 | PM-INS | PM | Preventative Maintenance | INS | Inspections | M1 | 2024 | 17 | 2024 | 10 | REGULAR | ALL | 0 | Material cost
DEV | MSTR | G11 | DEV-3 | 5.1.21.01 | Wallmounted Condensating Gas Boiler (40 - 10000 Power) | CV | 1 | 218 | Power | kW | 1982 | PM-INS | PM | Preventative Maintenance | INS | Inspections | Y1 | 2024 | 17 | 2024 | 10 | REGULAR | ALL | 0 | Material cost
DEV | MSTR | G11 | DEV-3 | 5.1.21.01 | Wallmounted Condensating Gas Boiler (40 - 10000 Power) | CV | 1 | 218 | Power | kW | 1982 | PM-MAI | PM | Preventative Maintenance | MAI | Maintenance | M3 | 2024 | 17 | 2024 | 10 | REGULAR | ALL | 0 | Material cost
DEV | MSTR | G11 | DEV-3 | 5.1.21.01 | Wallmounted Condensating Gas Boiler (40 - 10000 Power) | CV | 1 | 218 | Power | kW | 1982 | PM-MAI | PM | Preventative Maintenance | MAI | Maintenance | Y2 | 2024 | 17 | 2024 | 10 | REGULAR | ALL | 0 | Material cost
DEV | MSTR | G11 | DEV-3 | 5.1.21.01 | Wallmounted Condensating Gas Boiler (40 - 10000 Power) | CV | 1 | 218 | Power | kW | 1982 | CM-MAI | CM | Corrective Maintenance | MAI | Maintenance | Y1 | 2024 | 17 | 2024 | 10 | REGULAR | ALL | 0 | Material cost
DEV | MSTR | G11 | DEV-4 | 5.3.20.05 | Sanitary Hot water piping (1 - 100 Length) | Warm water | 1 | 50 | Length | m1 | 1982 | PM-INS | PM | Preventative Maintenance | INS | Inspections | M6 | 2024 | 12 | 2024 | 10 | REGULAR | ALL | 0 | Material cost
DEV | MSTR | G11 | DEV-4 | 5.3.20.05 | Sanitary Hot water piping (1 - 100 Length) | Warm water | 1 | 50 | Length | m1 | 1982 | CM-MAI | CM | Corrective Maintenance | MAI | Maintenance | Y1 | 2024 | 12 | 2024 | 10 | REGULAR | ALL | 0 | Material cost
DEV | MSTR | G11 | DEV-5 | 5.6.10.85 | Buffer Vessel Hot Water Distribution (25 - 10000 Content) | Warmwatervat | 1 | 1200 | Content | L | 1982 | PM-INS | PM | Preventative Maintenance | INS | Inspections | M3 | 2024 | 2 | 2024 | 10 | REGULAR | ALL | 0 | Material cost
DEV | MSTR | G11 | DEV-5 | 5.6.10.85 | Buffer Vessel Hot Water Distribution (25 - 10000 Content) | Warmwatervat | 1 | 1200 | Content | L | 1982 | PM-MAI | PM | Preventative Maintenance | MAI | Maintenance | Y1 | 2024 | 2 | 2024 | 10 | REGULAR | ALL | 0 | Material cost
DEV | MSTR | G11 | DEV-5 | 5.6.10.85 | Buffer Vessel Hot Water Distribution (25 - 10000 Content) | Warmwatervat | 1 | 1200 | Content | L | 1982 | PM-MAI | PM | Preventative Maintenance | MAI | Maintenance | Y2 | 2024 | 2 | 2024 | 10 | REGULAR | ALL | 0 | Material cost
DEV | MSTR | G11 | DEV-5 | 5.6.10.85 | Buffer Vessel Hot Water Distribution (25 - 10000 Content) | Warmwatervat | 1 | 1200 | Content | L | 1982 | PM-MAI | PM | Preventative Maintenance | MAI | Maintenance | Y2 | 2024 | 2 | 2024 | 10 | REGULAR | ALL | 0 | Material cost
DEV | MSTR | G11 | DEV-5 | 5.6.10.85 | Buffer Vessel Hot Water Distribution (25 - 10000 Content) | Warmwatervat | 1 | 1200 | Content | L | 1982 | CM-MAI | CM | Corrective Maintenance | MAI | Maintenance | Y1 | 2024 | 2 | 2024 | 10 | REGULAR | ALL | 0 | Material cost
DEV | MSTR | G11 | DEV-6 | 5.1.22.01 | Wallmounted Condensating Boiler (40 - 10000 Power) | CV2 | 1 | 15 | Power | kW | 1982 | PM-INS | PM | Preventative Maintenance | INS | Inspections | M1 | 2024 | 17 | 2024 | 10 | REGULAR | ALL | 0 | Material cost
DEV | MSTR | G11 | DEV-6 | 5.1.22.01 | Wallmounted Condensating Boiler (40 - 10000 Power) | CV2 | 1 | 15 | Power | kW | 1982 | PM-INS | PM | Preventative Maintenance | INS | Inspections | M6 | 2024 | 17 | 2024 | 10 | REGULAR | ALL | 0 | Material cost
DEV | MSTR | G11 | DEV-6 | 5.1.22.01 | Wallmounted Condensating Boiler (40 - 10000 Power) | CV2 | 1 | 15 | Power | kW | 1982 | PM-INS | PM | Preventative Maintenance | INS | Inspections | Y1 | 2024 | 17 | 2024 | 10 | REGULAR | ALL | 0 | Material cost
DEV | MSTR | G11 | DEV-6 | 5.1.22.01 | Wallmounted Condensating Boiler (40 - 10000 Power) | CV2 | 1 | 15 | Power | kW | 1982 | PM-MAI | PM | Preventative Maintenance | MAI | Maintenance | M6 | 2024 | 17 | 2024 | 10 | REGULAR | ALL | 0 | Material cost
DEV | MSTR | G11 | DEV-6 | 5.1.22.01 | Wallmounted Condensating Boiler (40 - 10000 Power) | CV2 | 1 | 15 | Power | kW | 1982 | PM-MAI | PM | Preventative Maintenance | MAI | Maintenance | Y1 | 2024 | 17 | 2024 | 10 | REGULAR | ALL | 0 | Material cost
DEV | MSTR | G11 | DEV-6 | 5.1.22.01 | Wallmounted Condensating Boiler (40 - 10000 Power) | CV2 | 1 | 15 | Power | kW | 1982 | CM-MAI | CM | Corrective Maintenance | MAI | Maintenance | Y1 | 2024 | 17 | 2024 | 10 | REGULAR | ALL | 0 | Material cost
DEV | MSTR | G11 | DEV-7 | 5.1.22.01 | Wallmounted Condensating Boiler (40 - 10000 Power) | CV3 | 1 | 62 | Power | kW | 1982 | PM-INS | PM | Preventative Maintenance | INS | Inspections | M1 | 2024 | 17 | 2024 | 10 | REGULAR | ALL | 0 | Material cost
DEV | MSTR | G11 | DEV-7 | 5.1.22.01 | Wallmounted Condensating Boiler (40 - 10000 Power) | CV3 | 1 | 62 | Power | kW | 1982 | PM-INS | PM | Preventative Maintenance | INS | Inspections | M6 | 2024 | 17 | 2024 | 10 | REGULAR | ALL | 0 | Material cost
DEV | MSTR | G11 | DEV-7 | 5.1.22.01 | Wallmounted Condensating Boiler (40 - 10000 Power) | CV3 | 1 | 62 | Power | kW | 1982 | PM-INS | PM | Preventative Maintenance | INS | Inspections | Y1 | 2024 | 17 | 2024 | 10 | REGULAR | ALL | 0 | Material cost
DEV | MSTR | G11 | DEV-7 | 5.1.22.01 | Wallmounted Condensating Boiler (40 - 10000 Power) | CV3 | 1 | 62 | Power | kW | 1982 | PM-MAI | PM | Preventative Maintenance | MAI | Maintenance | M6 | 2024 | 17 | 2024 | 10 | REGULAR | ALL | 0 | Material cost
DEV | MSTR | G11 | DEV-7 | 5.1.22.01 | Wallmounted Condensating Boiler (40 - 10000 Power) | CV3 | 1 | 62 | Power | kW | 1982 | PM-MAI | PM | Preventative Maintenance | MAI | Maintenance | Y1 | 2024 | 17 | 2024 | 10 | REGULAR | ALL | 0 | Material cost
DEV | MSTR | G11 | DEV-7 | 5.1.22.01 | Wallmounted Condensating Boiler (40 - 10000 Power) | CV3 | 1 | 62 | Power | kW | 1982 | CM-MAI | CM | Corrective Maintenance | MAI | Maintenance | Y1 | 2024 | 17 | 2024 | 10 | REGULAR | ALL | 0 | Material cost
DEV | MSTR | G11 | DEV-8 | 6.3.41.44 | LED-Spot (GU10 - 230V) (1 - 100 Amount) | Verlichting | 60 | 1 | Amount | # of devices | 1982 | PM-INS | PM | Preventative Maintenance | INS | Inspections | M3 | 2024 | 12 | 2024 | 10 | REGULAR | ALL | 0 | Material cost
DEV | MSTR | G11 | DEV-8 | 6.3.41.44 | LED-Spot (GU10 - 230V) (1 - 100 Amount) | Verlichting | 60 | 1 | Amount | # of devices | 1982 | PM-INS | PM | Preventative Maintenance | INS | Inspections | Y1 | 2024 | 12 | 2024 | 10 | REGULAR | ALL | 0 | Material cost
DEV | MSTR | G11 | DEV-8 | 6.3.41.44 | LED-Spot (GU10 - 230V) (1 - 100 Amount) | Verlichting | 60 | 1 | Amount | # of devices | 1982 | PM-MAI | PM | Preventative Maintenance | MAI | Maintenance | Y1 | 2024 | 12 | 2024 | 10 | REGULAR | ALL | 0 | Material cost
DEV | MSTR | G11 | DEV-8 | 6.3.41.44 | LED-Spot (GU10 - 230V) (1 - 100 Amount) | Verlichting | 60 | 1 | Amount | # of devices | 1982 | PM-MAI | PM | Preventative Maintenance | MAI | Maintenance | Y2 | 2024 | 12 | 2024 | 10 | REGULAR | ALL | 0 | Material cost
DEV | MSTR | G11 | DEV-8 | 6.3.41.44 | LED-Spot (GU10 - 230V) (1 - 100 Amount) | Verlichting | 60 | 1 | Amount | # of devices | 1982 | CM-MAI | CM | Corrective Maintenance | MAI | Maintenance | Y1 | 2024 | 12 | 2024 | 10 | REGULAR | ALL | 0 | Material cost
DEV | MSTR | G11 | DEV-9 | 9.0.34.10 | Manual Roller Gate (1 - 500 Area) | Gate | 1 | 15 | Area | m2 | 1982 | PM-INS | PM | Preventative Maintenance | INS | Inspections | M1 | 2024 | 12 | 2024 | 10 | REGULAR | ALL | 0 | Material cost
DEV | MSTR | G11 | DEV-9 | 9.0.34.10 | Manual Roller Gate (1 - 500 Area) | Gate | 1 | 15 | Area | m2 | 1982 | PM-INS | PM | Preventative Maintenance | INS | Inspections | Y1 | 2024 | 12 | 2024 | 10 | REGULAR | ALL | 0 | Material cost
DEV | MSTR | G11 | DEV-9 | 9.0.34.10 | Manual Roller Gate (1 - 500 Area) | Gate | 1 | 15 | Area | m2 | 1982 | PM-MAI | PM | Preventative Maintenance | MAI | Maintenance | M3 | 2024 | 12 | 2024 | 10 | REGULAR | ALL | 0 | Material cost
DEV | MSTR | G11 | DEV-9 | 9.0.34.10 | Manual Roller Gate (1 - 500 Area) | Gate | 1 | 15 | Area | m2 | 1982 | CM-MAI | CM | Corrective Maintenance | MAI | Maintenance | Y1 | 2024 | 12 | 2024 | 10 | REGULAR | ALL | 0 | Material cost
DEV | MSTR | G11 | DEV-10 | 3.1.31.00 | Manual Swing Doors General (1 - 120 Area) | Zwaaideuren | 2 | 2 | Area | m2 | 1982 | PM-INS | PM | Preventative Maintenance | INS | Inspections | M1 | 2024 | 6 | 2024 | 10 | REGULAR | ALL | 0 | Material cost
DEV | MSTR | G11 | DEV-10 | 3.1.31.00 | Manual Swing Doors General (1 - 120 Area) | Zwaaideuren | 2 | 2 | Area | m2 | 1982 | PM-INS | PM | Preventative Maintenance | INS | Inspections | W2 | 2024 | 6 | 2024 | 10 | REGULAR | ALL | 0 | Material cost
DEV | MSTR | G11 | DEV-10 | 3.1.31.00 | Manual Swing Doors General (1 - 120 Area) | Zwaaideuren | 2 | 2 | Area | m2 | 1982 | PM-MAI | PM | Preventative Maintenance | MAI | Maintenance | Y1 | 2024 | 6 | 2024 | 10 | REGULAR | ALL | 0 | Material cost
DEV | MSTR | G11 | DEV-10 | 3.1.31.00 | Manual Swing Doors General (1 - 120 Area) | Zwaaideuren | 2 | 2 | Area | m2 | 1982 | PM-MAI | PM | Preventative Maintenance | MAI | Maintenance | Y2 | 2024 | 6 | 2024 | 10 | REGULAR | ALL | 0 | Material cost
DEV | MSTR | G11 | DEV-10 | 3.1.31.00 | Manual Swing Doors General (1 - 120 Area) | Zwaaideuren | 2 | 2 | Area | m2 | 1982 | CM-MAI | CM | Corrective Maintenance | MAI | Maintenance | Y1 | 2024 | 6 | 2024 | 10 | REGULAR | ALL | 0 | Material cost
DEV | MSTR | G11 | DEV-11 | 2.1.12.01 | Cavity Walls (not insulated) (1 - 100000 Area) | Buitenmuren | 4 | 200 | Area | m2 | 1982 | PM-INS | PM | Preventative Maintenance | INS | Inspections | Y1 | 2024 | 42 | 2024 | 10 | REGULAR | ALL | 0 | Material cost
DEV | MSTR | G11 | DEV-11 | 2.1.12.01 | Cavity Walls (not insulated) (1 - 100000 Area) | Buitenmuren | 4 | 200 | Area | m2 | 1982 | PM-MAI | PM | Preventative Maintenance | MAI | Maintenance | M6 | 2024 | 42 | 2024 | 10 | REGULAR | ALL | 0 | Material cost
DEV | MSTR | G11 | DEV-11 | 2.1.12.01 | Cavity Walls (not insulated) (1 - 100000 Area) | Buitenmuren | 4 | 200 | Area | m2 | 1982 | CM-MAI | CM | Corrective Maintenance | MAI | Maintenance | Y1 | 2024 | 42 | 2024 | 10 | REGULAR | ALL | 0 | Material cost
DEV | MSTR | G11 | DEV-13 | 2.3.11.00 | Concrete Floor (non insulated) (1 - 25000 Area) | Vloer | 1 | 200 | Area | m2 | 1982 | PM-INS | PM | Preventative Maintenance | INS | Inspections | M1 | 2024 | 42 | 2024 | 10 | REGULAR | ALL | 0 | Material cost
DEV | MSTR | G11 | DEV-13 | 2.3.11.00 | Concrete Floor (non insulated) (1 - 25000 Area) | Vloer | 1 | 200 | Area | m2 | 1982 | PM-MAI | PM | Preventative Maintenance | MAI | Maintenance | Y1 | 2024 | 42 | 2024 | 10 | REGULAR | ALL | 0 | Material cost
DEV | MSTR | G11 | DEV-13 | 2.3.11.00 | Concrete Floor (non insulated) (1 - 25000 Area) | Vloer | 1 | 200 | Area | m2 | 1982 | PM-MAI | PM | Preventative Maintenance | MAI | Maintenance | Y2 | 2024 | 42 | 2024 | 10 | REGULAR | ALL | 0 | Material cost
DEV | MSTR | G11 | DEV-13 | 2.3.11.00 | Concrete Floor (non insulated) (1 - 25000 Area) | Vloer | 1 | 200 | Area | m2 | 1982 | UC-FMC | UC | User Cost | FMC | Maintenance | W1 | 2024 | 42 | 2024 | 10 | REGULAR | ALL | 0 | Material cost
DEV | MSTR | G11 | DEV-13 | 2.3.11.00 | Concrete Floor (non insulated) (1 - 25000 Area) | Vloer | 1 | 200 | Area | m2 | 1982 | CM-MAI | CM | Corrective Maintenance | MAI | Maintenance | Y1 | 2024 | 42 | 2024 | 10 | REGULAR | ALL | 0 | Material cost
DEV | MSTR | G11 | DEV-14 | 2.7.11.85 |  | Daktrim | 4 | 75 | Length | m1 | 1982 | PM-INS | PM | Preventative Maintenance | INS | Inspections | Y2 | 2024 | 12 | 2024 | 10 | REGULAR | ALL | 0 | Material cost
DEV | MSTR | G11 | DEV-14 | 2.7.11.85 |  | Daktrim | 4 | 75 | Length | m1 | 1982 | CM-MAI | CM | Corrective Maintenance | MAI | Maintenance | Y1 | 2024 | 12 | 2024 | 10 | REGULAR | ALL | 0 | Material cost
DEV | MSTR | G11 | DEV-15 | 2.8.11.05 | Plinth | plinten | 4 | 75 | Length | m1 | 1982 | PM-INS | PM | Preventative Maintenance | INS | Inspections | Y2 | 2024 | 42 | 2024 | 10 | REGULAR | ALL | 0 | Material cost
DEV | MSTR | G11 | DEV-15 | 2.8.11.05 | Plinth | plinten | 4 | 75 | Length | m1 | 1982 | PM-MAI | PM | Preventative Maintenance | MAI | Maintenance | M1 | 2024 | 42 | 2024 | 10 | REGULAR | ALL | 0 | Material cost
DEV | MSTR | G11 | DEV-15 | 2.8.11.05 | Plinth | plinten | 4 | 75 | Length | m1 | 1982 | CM-MAI | CM | Corrective Maintenance | MAI | Maintenance | Y1 | 2024 | 42 | 2024 | 10 | REGULAR | ALL | 0 | Material cost
DEV | abc | def | DEV-16 | 5.1.21.00 | Wallmounted Gas Boiler | Wallmounted Gas Boiler | 1 | 900 | - | kW | 2021 | PM-INS | PM | Preventative Maintenance | INS | Inspections | M1 | 2024 | 3 | 2024 | 10 | REGULAR | ALL | 0 | Material cost
DEV | abc | def | DEV-16 | 5.1.21.00 | Wallmounted Gas Boiler | Wallmounted Gas Boiler | 1 | 900 | - | kW | 2021 | PM-INS | PM | Preventative Maintenance | INS | Inspections | M3 | 2024 | 3 | 2024 | 10 | REGULAR | ALL | 0 | Material cost
DEV | abc | def | DEV-16 | 5.1.21.00 | Wallmounted Gas Boiler | Wallmounted Gas Boiler | 1 | 900 | - | kW | 2021 | PM-INS | PM | Preventative Maintenance | INS | Inspections | Y1 | 2024 | 3 | 2024 | 10 | REGULAR | ALL | 0 | Material cost
DEV | abc | def | DEV-16 | 5.1.21.00 | Wallmounted Gas Boiler | Wallmounted Gas Boiler | 1 | 900 | - | kW | 2021 | CM-MAI | CM | Corrective Maintenance | MAI | Maintenance | Y1 | 2024 | 3 | 2024 | 10 | REGULAR | ALL | 0 | Material cost
DEV | MSTR | G11 | DEV-9 | 9.0.34.10 | Manual Roller Gate (1 - 500 Area) | Gate | 1 | 15 | Area | m2 | 1982 | CM-MAI | CM | Corrective Maintenance | MAI | Maintenance | Y1 | 2025 | 13 | 2024 | 10 | REGULAR | ALL | 0 | Material cost
DEV | MSTR | G11 | DEV-10 | 3.1.31.00 | Manual Swing Doors General (1 - 120 Area) | Zwaaideuren | 2 | 2 | Area | m2 | 1982 | PM-INS | PM | Preventative Maintenance | INS | Inspections | M1 | 2025 | 7 | 2024 | 10 | REGULAR | ALL | 0 | Material cost
DEV | MSTR | G11 | DEV-10 | 3.1.31.00 | Manual Swing Doors General (1 - 120 Area) | Zwaaideuren | 2 | 2 | Area | m2 | 1982 | PM-INS | PM | Preventative Maintenance | INS | Inspections | W2 | 2025 | 7 | 2024 | 10 | REGULAR | ALL | 0 | Material cost
DEV | MSTR | G11 | DEV-10 | 3.1.31.00 | Manual Swing Doors General (1 - 120 Area) | Zwaaideuren | 2 | 2 | Area | m2 | 1982 | PM-MAI | PM | Preventative Maintenance | MAI | Maintenance | Y1 | 2025 | 7 | 2024 | 10 | REGULAR | ALL | 0 | Material cost
DEV | MSTR | G11 | DEV-10 | 3.1.31.00 | Manual Swing Doors General (1 - 120 Area) | Zwaaideuren | 2 | 2 | Area | m2 | 1982 | CM-MAI | CM | Corrective Maintenance | MAI | Maintenance | Y1 | 2025 | 7 | 2024 | 10 | REGULAR | ALL | 0 | Material cost
DEV | MSTR | G11 | DEV-11 | 2.1.12.01 | Cavity Walls (not insulated) (1 - 100000 Area) | Buitenmuren | 4 | 200 | Area | m2 | 1982 | PM-INS | PM | Preventative Maintenance | INS | Inspections | Y1 | 2025 | 43 | 2024 | 10 | REGULAR | ALL | 0 | Material cost
DEV | MSTR | G11 | DEV-11 | 2.1.12.01 | Cavity Walls (not insulated) (1 - 100000 Area) | Buitenmuren | 4 | 200 | Area | m2 | 1982 | PM-MAI | PM | Preventative Maintenance | MAI | Maintenance | M6 | 2025 | 43 | 2024 | 10 | REGULAR | ALL | 0 | Material cost
DEV | MSTR | G11 | DEV-11 | 2.1.12.01 | Cavity Walls (not insulated) (1 - 100000 Area) | Buitenmuren | 4 | 200 | Area | m2 | 1982 | CM-MAI | CM | Corrective Maintenance | MAI | Maintenance | Y1 | 2025 | 43 | 2024 | 10 | REGULAR | ALL | 0 | Material cost
DEV | MSTR | G11 | DEV-13 | 2.3.11.00 | Concrete Floor (non insulated) (1 - 25000 Area) | Vloer | 1 | 200 | Area | m2 | 1982 | PM-INS | PM | Preventative Maintenance | INS | Inspections | M1 | 2025 | 43 | 2024 | 10 | REGULAR | ALL | 0 | Material cost
DEV | MSTR | G11 | DEV-13 | 2.3.11.00 | Concrete Floor (non insulated) (1 - 25000 Area) | Vloer | 1 | 200 | Area | m2 | 1982 | PM-MAI | PM | Preventative Maintenance | MAI | Maintenance | Y1 | 2025 | 43 | 2024 | 10 | REGULAR | ALL | 0 | Material cost
DEV | MSTR | G11 | DEV-13 | 2.3.11.00 | Concrete Floor (non insulated) (1 - 25000 Area) | Vloer | 1 | 200 | Area | m2 | 1982 | UC-FMC | UC | User Cost | FMC | Maintenance | W1 | 2025 | 43 | 2024 | 10 | REGULAR | ALL | 0 | Material cost
DEV | MSTR | G11 | DEV-13 | 2.3.11.00 | Concrete Floor (non insulated) (1 - 25000 Area) | Vloer | 1 | 200 | Area | m2 | 1982 | CM-MAI | CM | Corrective Maintenance | MAI | Maintenance | Y1 | 2025 | 43 | 2024 | 10 | REGULAR | ALL | 0 | Material cost
DEV | MSTR | G11 | DEV-15 | 2.8.11.05 | Plinth | plinten | 4 | 75 | Length | m1 | 1982 | PM-MAI | PM | Preventative Maintenance | MAI | Maintenance | M1 | 2025 | 43 | 2024 | 10 | REGULAR | ALL | 0 | Material cost
DEV | MSTR | G11 | DEV-15 | 2.8.11.05 | Plinth | plinten | 4 | 75 | Length | m1 | 1982 | CM-MAI | CM | Corrective Maintenance | MAI | Maintenance | Y1 | 2025 | 43 | 2024 | 10 | REGULAR | ALL | 0 | Material cost
DEV | abc | def | DEV-16 | 5.1.21.00 | Wallmounted Gas Boiler | Wallmounted Gas Boiler | 1 | 900 | - | kW | 2021 | PM-INS | PM | Preventative Maintenance | INS | Inspections | M1 | 2025 | 4 | 2024 | 10 | REGULAR | ALL | 0 | Material cost
DEV | abc | def | DEV-16 | 5.1.21.00 | Wallmounted Gas Boiler | Wallmounted Gas Boiler | 1 | 900 | - | kW | 2021 | PM-INS | PM | Preventative Maintenance | INS | Inspections | M3 | 2025 | 4 | 2024 | 10 | REGULAR | ALL | 0 | Material cost
DEV | abc | def | DEV-16 | 5.1.21.00 | Wallmounted Gas Boiler | Wallmounted Gas Boiler | 1 | 900 | - | kW | 2021 | PM-INS | PM | Preventative Maintenance | INS | Inspections | Y1 | 2025 | 4 | 2024 | 10 | REGULAR | ALL | 0 | Material cost
DEV | abc | def | DEV-16 | 5.1.21.00 | Wallmounted Gas Boiler | Wallmounted Gas Boiler | 1 | 900 | - | kW | 2021 | PM-MAI | PM | Preventative Maintenance | MAI | Maintenance | Y2 | 2025 | 4 | 2024 | 10 | REGULAR | ALL | 0 | Material cost
DEV | abc | def | DEV-16 | 5.1.21.00 | Wallmounted Gas Boiler | Wallmounted Gas Boiler | 1 | 900 | - | kW | 2021 | CM-MAI | CM | Corrective Maintenance | MAI | Maintenance | Y1 | 2025 | 4 | 2024 | 10 | REGULAR | ALL | 0 | Material cost
DEV | MSTR | G11 | DEV-1 | 5.7.12.15 | Ventilation hood (1 - 100 Area) | Ventilator | 1 | 1 | Area | m2 | 1982 | UC-FMC | UC | User Cost | FMC | Maintenance | W1 | 2025 | 18 | 2024 | 10 | REGULAR | ALL | 0 | Material cost
DEV | MSTR | G11 | DEV-2 | 5.7.31.10 | Roof Extraction Unit (1000 - 150000 Flow rate) | Roof extraction Unit | 1 | 75500 | Flow rate | m3/h | 1982 | PM-INS | PM | Preventative Maintenance | INS | Inspections | M3 | 2025 | 13 | 2024 | 10 | REGULAR | ALL | 0 | Material cost
DEV | MSTR | G11 | DEV-2 | 5.7.31.10 | Roof Extraction Unit (1000 - 150000 Flow rate) | Roof extraction Unit | 1 | 75500 | Flow rate | m3/h | 1982 | PM-MAI | PM | Preventative Maintenance | MAI | Maintenance | Y1 | 2025 | 13 | 2024 | 10 | REGULAR | ALL | 0 | Material cost
DEV | MSTR | G11 | DEV-2 | 5.7.31.10 | Roof Extraction Unit (1000 - 150000 Flow rate) | Roof extraction Unit | 1 | 75500 | Flow rate | m3/h | 1982 | CM-MAI | CM | Corrective Maintenance | MAI | Maintenance | Y1 | 2025 | 13 | 2024 | 10 | REGULAR | ALL | 0 | Material cost
DEV | MSTR | G11 | DEV-3 | 5.1.21.01 | Wallmounted Condensating Gas Boiler (40 - 10000 Power) | CV | 1 | 218 | Power | kW | 1982 | PM-INS | PM | Preventative Maintenance | INS | Inspections | M1 | 2025 | 18 | 2024 | 10 | REGULAR | ALL | 0 | Material cost
DEV | MSTR | G11 | DEV-3 | 5.1.21.01 | Wallmounted Condensating Gas Boiler (40 - 10000 Power) | CV | 1 | 218 | Power | kW | 1982 | PM-INS | PM | Preventative Maintenance | INS | Inspections | Y1 | 2025 | 18 | 2024 | 10 | REGULAR | ALL | 0 | Material cost
DEV | MSTR | G11 | DEV-3 | 5.1.21.01 | Wallmounted Condensating Gas Boiler (40 - 10000 Power) | CV | 1 | 218 | Power | kW | 1982 | PM-MAI | PM | Preventative Maintenance | MAI | Maintenance | M3 | 2025 | 18 | 2024 | 10 | REGULAR | ALL | 0 | Material cost
DEV | MSTR | G11 | DEV-3 | 5.1.21.01 | Wallmounted Condensating Gas Boiler (40 - 10000 Power) | CV | 1 | 218 | Power | kW | 1982 | CM-MAI | CM | Corrective Maintenance | MAI | Maintenance | Y1 | 2025 | 18 | 2024 | 10 | REGULAR | ALL | 0 | Material cost
DEV | MSTR | G11 | DEV-4 | 5.3.20.05 | Sanitary Hot water piping (1 - 100 Length) | Warm water | 1 | 50 | Length | m1 | 1982 | PM-INS | PM | Preventative Maintenance | INS | Inspections | M6 | 2025 | 13 | 2024 | 10 | REGULAR | ALL | 0 | Material cost
DEV | MSTR | G11 | DEV-4 | 5.3.20.05 | Sanitary Hot water piping (1 - 100 Length) | Warm water | 1 | 50 | Length | m1 | 1982 | CM-MAI | CM | Corrective Maintenance | MAI | Maintenance | Y1 | 2025 | 13 | 2024 | 10 | REGULAR | ALL | 0 | Material cost
DEV | MSTR | G11 | DEV-5 | 5.6.10.85 | Buffer Vessel Hot Water Distribution (25 - 10000 Content) | Warmwatervat | 1 | 1200 | Content | L | 1982 | PM-INS | PM | Preventative Maintenance | INS | Inspections | M3 | 2025 | 3 | 2024 | 10 | REGULAR | ALL | 0 | Material cost
DEV | MSTR | G11 | DEV-5 | 5.6.10.85 | Buffer Vessel Hot Water Distribution (25 - 10000 Content) | Warmwatervat | 1 | 1200 | Content | L | 1982 | PM-MAI | PM | Preventative Maintenance | MAI | Maintenance | Y1 | 2025 | 3 | 2024 | 10 | REGULAR | ALL | 0 | Material cost
DEV | MSTR | G11 | DEV-5 | 5.6.10.85 | Buffer Vessel Hot Water Distribution (25 - 10000 Content) | Warmwatervat | 1 | 1200 | Content | L | 1982 | CM-MAI | CM | Corrective Maintenance | MAI | Maintenance | Y1 | 2025 | 3 | 2024 | 10 | REGULAR | ALL | 0 | Material cost
DEV | MSTR | G11 | DEV-6 | 5.1.22.01 | Wallmounted Condensating Boiler (40 - 10000 Power) | CV2 | 1 | 15 | Power | kW | 1982 | PM-INS | PM | Preventative Maintenance | INS | Inspections | M1 | 2025 | 18 | 2024 | 10 | REGULAR | ALL | 0 | Material cost
DEV | MSTR | G11 | DEV-6 | 5.1.22.01 | Wallmounted Condensating Boiler (40 - 10000 Power) | CV2 | 1 | 15 | Power | kW | 1982 | PM-INS | PM | Preventative Maintenance | INS | Inspections | M6 | 2025 | 18 | 2024 | 10 | REGULAR | ALL | 0 | Material cost
DEV | MSTR | G11 | DEV-6 | 5.1.22.01 | Wallmounted Condensating Boiler (40 - 10000 Power) | CV2 | 1 | 15 | Power | kW | 1982 | PM-INS | PM | Preventative Maintenance | INS | Inspections | Y1 | 2025 | 18 | 2024 | 10 | REGULAR | ALL | 0 | Material cost
DEV | MSTR | G11 | DEV-6 | 5.1.22.01 | Wallmounted Condensating Boiler (40 - 10000 Power) | CV2 | 1 | 15 | Power | kW | 1982 | PM-MAI | PM | Preventative Maintenance | MAI | Maintenance | M6 | 2025 | 18 | 2024 | 10 | REGULAR | ALL | 0 | Material cost
DEV | MSTR | G11 | DEV-6 | 5.1.22.01 | Wallmounted Condensating Boiler (40 - 10000 Power) | CV2 | 1 | 15 | Power | kW | 1982 | PM-MAI | PM | Preventative Maintenance | MAI | Maintenance | Y1 | 2025 | 18 | 2024 | 10 | REGULAR | ALL | 0 | Material cost
DEV | MSTR | G11 | DEV-6 | 5.1.22.01 | Wallmounted Condensating Boiler (40 - 10000 Power) | CV2 | 1 | 15 | Power | kW | 1982 | CM-MAI | CM | Corrective Maintenance | MAI | Maintenance | Y1 | 2025 | 18 | 2024 | 10 | REGULAR | ALL | 0 | Material cost
DEV | MSTR | G11 | DEV-7 | 5.1.22.01 | Wallmounted Condensating Boiler (40 - 10000 Power) | CV3 | 1 | 62 | Power | kW | 1982 | PM-INS | PM | Preventative Maintenance | INS | Inspections | M1 | 2025 | 18 | 2024 | 10 | REGULAR | ALL | 0 | Material cost
DEV | MSTR | G11 | DEV-7 | 5.1.22.01 | Wallmounted Condensating Boiler (40 - 10000 Power) | CV3 | 1 | 62 | Power | kW | 1982 | PM-INS | PM | Preventative Maintenance | INS | Inspections | M6 | 2025 | 18 | 2024 | 10 | REGULAR | ALL | 0 | Material cost
DEV | MSTR | G11 | DEV-7 | 5.1.22.01 | Wallmounted Condensating Boiler (40 - 10000 Power) | CV3 | 1 | 62 | Power | kW | 1982 | PM-INS | PM | Preventative Maintenance | INS | Inspections | Y1 | 2025 | 18 | 2024 | 10 | REGULAR | ALL | 0 | Material cost
DEV | MSTR | G11 | DEV-7 | 5.1.22.01 | Wallmounted Condensating Boiler (40 - 10000 Power) | CV3 | 1 | 62 | Power | kW | 1982 | PM-MAI | PM | Preventative Maintenance | MAI | Maintenance | M6 | 2025 | 18 | 2024 | 10 | REGULAR | ALL | 0 | Material cost
DEV | MSTR | G11 | DEV-7 | 5.1.22.01 | Wallmounted Condensating Boiler (40 - 10000 Power) | CV3 | 1 | 62 | Power | kW | 1982 | PM-MAI | PM | Preventative Maintenance | MAI | Maintenance | Y1 | 2025 | 18 | 2024 | 10 | REGULAR | ALL | 0 | Material cost
DEV | MSTR | G11 | DEV-7 | 5.1.22.01 | Wallmounted Condensating Boiler (40 - 10000 Power) | CV3 | 1 | 62 | Power | kW | 1982 | CM-MAI | CM | Corrective Maintenance | MAI | Maintenance | Y1 | 2025 | 18 | 2024 | 10 | REGULAR | ALL | 0 | Material cost
DEV | MSTR | G11 | DEV-8 | 6.3.41.44 | LED-Spot (GU10 - 230V) (1 - 100 Amount) | Verlichting | 60 | 1 | Amount | # of devices | 1982 | PM-INS | PM | Preventative Maintenance | INS | Inspections | M3 | 2025 | 13 | 2024 | 10 | REGULAR | ALL | 0 | Material cost
DEV | MSTR | G11 | DEV-8 | 6.3.41.44 | LED-Spot (GU10 - 230V) (1 - 100 Amount) | Verlichting | 60 | 1 | Amount | # of devices | 1982 | PM-INS | PM | Preventative Maintenance | INS | Inspections | Y1 | 2025 | 13 | 2024 | 10 | REGULAR | ALL | 0 | Material cost
DEV | MSTR | G11 | DEV-8 | 6.3.41.44 | LED-Spot (GU10 - 230V) (1 - 100 Amount) | Verlichting | 60 | 1 | Amount | # of devices | 1982 | PM-MAI | PM | Preventative Maintenance | MAI | Maintenance | Y1 | 2025 | 13 | 2024 | 10 | REGULAR | ALL | 0 | Material cost
DEV | MSTR | G11 | DEV-8 | 6.3.41.44 | LED-Spot (GU10 - 230V) (1 - 100 Amount) | Verlichting | 60 | 1 | Amount | # of devices | 1982 | CM-MAI | CM | Corrective Maintenance | MAI | Maintenance | Y1 | 2025 | 13 | 2024 | 10 | REGULAR | ALL | 0 | Material cost
DEV | MSTR | G11 | DEV-9 | 9.0.34.10 | Manual Roller Gate (1 - 500 Area) | Gate | 1 | 15 | Area | m2 | 1982 | PM-INS | PM | Preventative Maintenance | INS | Inspections | M1 | 2025 | 13 | 2024 | 10 | REGULAR | ALL | 0 | Material cost
DEV | MSTR | G11 | DEV-9 | 9.0.34.10 | Manual Roller Gate (1 - 500 Area) | Gate | 1 | 15 | Area | m2 | 1982 | PM-INS | PM | Preventative Maintenance | INS | Inspections | Y1 | 2025 | 13 | 2024 | 10 | REGULAR | ALL | 0 | Material cost
DEV | MSTR | G11 | DEV-9 | 9.0.34.10 | Manual Roller Gate (1 - 500 Area) | Gate | 1 | 15 | Area | m2 | 1982 | PM-MAI | PM | Preventative Maintenance | MAI | Maintenance | M3 | 2025 | 13 | 2024 | 10 | REGULAR | ALL | 0 | Material cost
DEV | MSTR | G11 | DEV-1 | 5.7.12.15 | Ventilation hood (1 - 100 Area) | Ventilator | 1 | 1 | Area | m2 | 1982 | UC-FMC | UC | User Cost | FMC | Maintenance | W1 | 2026 | 19 | 2024 | 10 | REGULAR | ALL | 0 | Material cost
DEV | MSTR | G11 | DEV-2 | 5.7.31.10 | Roof Extraction Unit (1000 - 150000 Flow rate) | Roof extraction Unit | 1 | 75500 | Flow rate | m3/h | 1982 | PM-INS | PM | Preventative Maintenance | INS | Inspections | M3 | 2026 | 14 | 2024 | 10 | REGULAR | ALL | 0 | Material cost
DEV | MSTR | G11 | DEV-2 | 5.7.31.10 | Roof Extraction Unit (1000 - 150000 Flow rate) | Roof extraction Unit | 1 | 75500 | Flow rate | m3/h | 1982 | PM-MAI | PM | Preventative Maintenance | MAI | Maintenance | Y1 | 2026 | 14 | 2024 | 10 | REGULAR | ALL | 0 | Material cost
DEV | MSTR | G11 | DEV-2 | 5.7.31.10 | Roof Extraction Unit (1000 - 150000 Flow rate) | Roof extraction Unit | 1 | 75500 | Flow rate | m3/h | 1982 | PM-MAI | PM | Preventative Maintenance | MAI | Maintenance | Y2 | 2026 | 14 | 2024 | 10 | REGULAR | ALL | 0 | Material cost
DEV | MSTR | G11 | DEV-2 | 5.7.31.10 | Roof Extraction Unit (1000 - 150000 Flow rate) | Roof extraction Unit | 1 | 75500 | Flow rate | m3/h | 1982 | CM-MAI | CM | Corrective Maintenance | MAI | Maintenance | Y1 | 2026 | 14 | 2024 | 10 | REGULAR | ALL | 0 | Material cost
DEV | MSTR | G11 | DEV-3 | 5.1.21.01 | Wallmounted Condensating Gas Boiler (40 - 10000 Power) | CV | 1 | 218 | Power | kW | 1982 | PM-INS | PM | Preventative Maintenance | INS | Inspections | M1 | 2026 | 19 | 2024 | 10 | REGULAR | ALL | 0 | Material cost
DEV | MSTR | G11 | DEV-3 | 5.1.21.01 | Wallmounted Condensating Gas Boiler (40 - 10000 Power) | CV | 1 | 218 | Power | kW | 1982 | PM-INS | PM | Preventative Maintenance | INS | Inspections | Y1 | 2026 | 19 | 2024 | 10 | REGULAR | ALL | 0 | Material cost
DEV | MSTR | G11 | DEV-3 | 5.1.21.01 | Wallmounted Condensating Gas Boiler (40 - 10000 Power) | CV | 1 | 218 | Power | kW | 1982 | PM-MAI | PM | Preventative Maintenance | MAI | Maintenance | M3 | 2026 | 19 | 2024 | 10 | REGULAR | ALL | 0 | Material cost
DEV | MSTR | G11 | DEV-3 | 5.1.21.01 | Wallmounted Condensating Gas Boiler (40 - 10000 Power) | CV | 1 | 218 | Power | kW | 1982 | PM-MAI | PM | Preventative Maintenance | MAI | Maintenance | Y2 | 2026 | 19 | 2024 | 10 | REGULAR | ALL | 0 | Material cost
DEV | MSTR | G11 | DEV-3 | 5.1.21.01 | Wallmounted Condensating Gas Boiler (40 - 10000 Power) | CV | 1 | 218 | Power | kW | 1982 | CM-MAI | CM | Corrective Maintenance | MAI | Maintenance | Y1 | 2026 | 19 | 2024 | 10 | REGULAR | ALL | 0 | Material cost
DEV | MSTR | G11 | DEV-4 | 5.3.20.05 | Sanitary Hot water piping (1 - 100 Length) | Warm water | 1 | 50 | Length | m1 | 1982 | PM-INS | PM | Preventative Maintenance | INS | Inspections | M6 | 2026 | 14 | 2024 | 10 | REGULAR | ALL | 0 | Material cost
DEV | MSTR | G11 | DEV-4 | 5.3.20.05 | Sanitary Hot water piping (1 - 100 Length) | Warm water | 1 | 50 | Length | m1 | 1982 | CM-MAI | CM | Corrective Maintenance | MAI | Maintenance | Y1 | 2026 | 14 | 2024 | 10 | REGULAR | ALL | 0 | Material cost
DEV | MSTR | G11 | DEV-5 | 5.6.10.85 | Buffer Vessel Hot Water Distribution (25 - 10000 Content) | Warmwatervat | 1 | 1200 | Content | L | 1982 | PM-INS | PM | Preventative Maintenance | INS | Inspections | M3 | 2026 | 4 | 2024 | 10 | REGULAR | ALL | 0 | Material cost
DEV | MSTR | G11 | DEV-5 | 5.6.10.85 | Buffer Vessel Hot Water Distribution (25 - 10000 Content) | Warmwatervat | 1 | 1200 | Content | L | 1982 | PM-MAI | PM | Preventative Maintenance | MAI | Maintenance | Y1 | 2026 | 4 | 2024 | 10 | REGULAR | ALL | 0 | Material cost
DEV | MSTR | G11 | DEV-5 | 5.6.10.85 | Buffer Vessel Hot Water Distribution (25 - 10000 Content) | Warmwatervat | 1 | 1200 | Content | L | 1982 | PM-MAI | PM | Preventative Maintenance | MAI | Maintenance | Y2 | 2026 | 4 | 2024 | 10 | REGULAR | ALL | 0 | Material cost
DEV | MSTR | G11 | DEV-5 | 5.6.10.85 | Buffer Vessel Hot Water Distribution (25 - 10000 Content) | Warmwatervat | 1 | 1200 | Content | L | 1982 | PM-MAI | PM | Preventative Maintenance | MAI | Maintenance | Y2 | 2026 | 4 | 2024 | 10 | REGULAR | ALL | 0 | Material cost
DEV | MSTR | G11 | DEV-5 | 5.6.10.85 | Buffer Vessel Hot Water Distribution (25 - 10000 Content) | Warmwatervat | 1 | 1200 | Content | L | 1982 | CM-MAI | CM | Corrective Maintenance | MAI | Maintenance | Y1 | 2026 | 4 | 2024 | 10 | REGULAR | ALL | 0 | Material cost
DEV | MSTR | G11 | DEV-6 | 5.1.22.01 | Wallmounted Condensating Boiler (40 - 10000 Power) | CV2 | 1 | 15 | Power | kW | 1982 | PM-INS | PM | Preventative Maintenance | INS | Inspections | M1 | 2026 | 19 | 2024 | 10 | REGULAR | ALL | 0 | Material cost
DEV | MSTR | G11 | DEV-6 | 5.1.22.01 | Wallmounted Condensating Boiler (40 - 10000 Power) | CV2 | 1 | 15 | Power | kW | 1982 | PM-INS | PM | Preventative Maintenance | INS | Inspections | M6 | 2026 | 19 | 2024 | 10 | REGULAR | ALL | 0 | Material cost
DEV | MSTR | G11 | DEV-6 | 5.1.22.01 | Wallmounted Condensating Boiler (40 - 10000 Power) | CV2 | 1 | 15 | Power | kW | 1982 | PM-INS | PM | Preventative Maintenance | INS | Inspections | Y1 | 2026 | 19 | 2024 | 10 | REGULAR | ALL | 0 | Material cost
DEV | MSTR | G11 | DEV-6 | 5.1.22.01 | Wallmounted Condensating Boiler (40 - 10000 Power) | CV2 | 1 | 15 | Power | kW | 1982 | PM-MAI | PM | Preventative Maintenance | MAI | Maintenance | M6 | 2026 | 19 | 2024 | 10 | REGULAR | ALL | 0 | Material cost
DEV | MSTR | G11 | DEV-6 | 5.1.22.01 | Wallmounted Condensating Boiler (40 - 10000 Power) | CV2 | 1 | 15 | Power | kW | 1982 | PM-MAI | PM | Preventative Maintenance | MAI | Maintenance | Y1 | 2026 | 19 | 2024 | 10 | REGULAR | ALL | 0 | Material cost
DEV | MSTR | G11 | DEV-6 | 5.1.22.01 | Wallmounted Condensating Boiler (40 - 10000 Power) | CV2 | 1 | 15 | Power | kW | 1982 | CM-MAI | CM | Corrective Maintenance | MAI | Maintenance | Y1 | 2026 | 19 | 2024 | 10 | REGULAR | ALL | 0 | Material cost
DEV | MSTR | G11 | DEV-7 | 5.1.22.01 | Wallmounted Condensating Boiler (40 - 10000 Power) | CV3 | 1 | 62 | Power | kW | 1982 | PM-INS | PM | Preventative Maintenance | INS | Inspections | M1 | 2026 | 19 | 2024 | 10 | REGULAR | ALL | 0 | Material cost
DEV | MSTR | G11 | DEV-7 | 5.1.22.01 | Wallmounted Condensating Boiler (40 - 10000 Power) | CV3 | 1 | 62 | Power | kW | 1982 | PM-INS | PM | Preventative Maintenance | INS | Inspections | M6 | 2026 | 19 | 2024 | 10 | REGULAR | ALL | 0 | Material cost
DEV | MSTR | G11 | DEV-7 | 5.1.22.01 | Wallmounted Condensating Boiler (40 - 10000 Power) | CV3 | 1 | 62 | Power | kW | 1982 | PM-INS | PM | Preventative Maintenance | INS | Inspections | Y1 | 2026 | 19 | 2024 | 10 | REGULAR | ALL | 0 | Material cost
DEV | MSTR | G11 | DEV-7 | 5.1.22.01 | Wallmounted Condensating Boiler (40 - 10000 Power) | CV3 | 1 | 62 | Power | kW | 1982 | PM-MAI | PM | Preventative Maintenance | MAI | Maintenance | M6 | 2026 | 19 | 2024 | 10 | REGULAR | ALL | 0 | Material cost
DEV | MSTR | G11 | DEV-7 | 5.1.22.01 | Wallmounted Condensating Boiler (40 - 10000 Power) | CV3 | 1 | 62 | Power | kW | 1982 | PM-MAI | PM | Preventative Maintenance | MAI | Maintenance | Y1 | 2026 | 19 | 2024 | 10 | REGULAR | ALL | 0 | Material cost
DEV | MSTR | G11 | DEV-7 | 5.1.22.01 | Wallmounted Condensating Boiler (40 - 10000 Power) | CV3 | 1 | 62 | Power | kW | 1982 | CM-MAI | CM | Corrective Maintenance | MAI | Maintenance | Y1 | 2026 | 19 | 2024 | 10 | REGULAR | ALL | 0 | Material cost
DEV | MSTR | G11 | DEV-8 | 6.3.41.44 | LED-Spot (GU10 - 230V) (1 - 100 Amount) | Verlichting | 60 | 1 | Amount | # of devices | 1982 | PM-INS | PM | Preventative Maintenance | INS | Inspections | M3 | 2026 | 14 | 2024 | 10 | REGULAR | ALL | 0 | Material cost
DEV | MSTR | G11 | DEV-8 | 6.3.41.44 | LED-Spot (GU10 - 230V) (1 - 100 Amount) | Verlichting | 60 | 1 | Amount | # of devices | 1982 | PM-INS | PM | Preventative Maintenance | INS | Inspections | Y1 | 2026 | 14 | 2024 | 10 | REGULAR | ALL | 0 | Material cost
DEV | MSTR | G11 | DEV-8 | 6.3.41.44 | LED-Spot (GU10 - 230V) (1 - 100 Amount) | Verlichting | 60 | 1 | Amount | # of devices | 1982 | PM-MAI | PM | Preventative Maintenance | MAI | Maintenance | Y1 | 2026 | 14 | 2024 | 10 | REGULAR | ALL | 0 | Material cost
DEV | MSTR | G11 | DEV-8 | 6.3.41.44 | LED-Spot (GU10 - 230V) (1 - 100 Amount) | Verlichting | 60 | 1 | Amount | # of devices | 1982 | PM-MAI | PM | Preventative Maintenance | MAI | Maintenance | Y2 | 2026 | 14 | 2024 | 10 | REGULAR | ALL | 0 | Material cost
DEV | MSTR | G11 | DEV-8 | 6.3.41.44 | LED-Spot (GU10 - 230V) (1 - 100 Amount) | Verlichting | 60 | 1 | Amount | # of devices | 1982 | CM-MAI | CM | Corrective Maintenance | MAI | Maintenance | Y1 | 2026 | 14 | 2024 | 10 | REGULAR | ALL | 0 | Material cost
DEV | MSTR | G11 | DEV-9 | 9.0.34.10 | Manual Roller Gate (1 - 500 Area) | Gate | 1 | 15 | Area | m2 | 1982 | PM-INS | PM | Preventative Maintenance | INS | Inspections | M1 | 2026 | 14 | 2024 | 10 | REGULAR | ALL | 0 | Material cost
DEV | MSTR | G11 | DEV-9 | 9.0.34.10 | Manual Roller Gate (1 - 500 Area) | Gate | 1 | 15 | Area | m2 | 1982 | PM-INS | PM | Preventative Maintenance | INS | Inspections | Y1 | 2026 | 14 | 2024 | 10 | REGULAR | ALL | 0 | Material cost
DEV | MSTR | G11 | DEV-9 | 9.0.34.10 | Manual Roller Gate (1 - 500 Area) | Gate | 1 | 15 | Area | m2 | 1982 | PM-MAI | PM | Preventative Maintenance | MAI | Maintenance | M3 | 2026 | 14 | 2024 | 10 | REGULAR | ALL | 0 | Material cost
DEV | MSTR | G11 | DEV-9 | 9.0.34.10 | Manual Roller Gate (1 - 500 Area) | Gate | 1 | 15 | Area | m2 | 1982 | CM-MAI | CM | Corrective Maintenance | MAI | Maintenance | Y1 | 2026 | 14 | 2024 | 10 | REGULAR | ALL | 0 | Material cost
DEV | MSTR | G11 | DEV-10 | 3.1.31.00 | Manual Swing Doors General (1 - 120 Area) | Zwaaideuren | 2 | 2 | Area | m2 | 1982 | PM-INS | PM | Preventative Maintenance | INS | Inspections | M1 | 2026 | 8 | 2024 | 10 | REGULAR | ALL | 0 | Material cost
DEV | MSTR | G11 | DEV-10 | 3.1.31.00 | Manual Swing Doors General (1 - 120 Area) | Zwaaideuren | 2 | 2 | Area | m2 | 1982 | PM-INS | PM | Preventative Maintenance | INS | Inspections | W2 | 2026 | 8 | 2024 | 10 | REGULAR | ALL | 0 | Material cost
DEV | MSTR | G11 | DEV-10 | 3.1.31.00 | Manual Swing Doors General (1 - 120 Area) | Zwaaideuren | 2 | 2 | Area | m2 | 1982 | PM-MAI | PM | Preventative Maintenance | MAI | Maintenance | Y1 | 2026 | 8 | 2024 | 10 | REGULAR | ALL | 0 | Material cost
DEV | MSTR | G11 | DEV-10 | 3.1.31.00 | Manual Swing Doors General (1 - 120 Area) | Zwaaideuren | 2 | 2 | Area | m2 | 1982 | PM-MAI | PM | Preventative Maintenance | MAI | Maintenance | Y2 | 2026 | 8 | 2024 | 10 | REGULAR | ALL | 0 | Material cost
DEV | MSTR | G11 | DEV-10 | 3.1.31.00 | Manual Swing Doors General (1 - 120 Area) | Zwaaideuren | 2 | 2 | Area | m2 | 1982 | CM-MAI | CM | Corrective Maintenance | MAI | Maintenance | Y1 | 2026 | 8 | 2024 | 10 | REGULAR | ALL | 0 | Material cost
DEV | MSTR | G11 | DEV-11 | 2.1.12.01 | Cavity Walls (not insulated) (1 - 100000 Area) | Buitenmuren | 4 | 200 | Area | m2 | 1982 | PM-INS | PM | Preventative Maintenance | INS | Inspections | Y1 | 2026 | 44 | 2024 | 10 | REGULAR | ALL | 0 | Material cost
DEV | MSTR | G11 | DEV-11 | 2.1.12.01 | Cavity Walls (not insulated) (1 - 100000 Area) | Buitenmuren | 4 | 200 | Area | m2 | 1982 | PM-MAI | PM | Preventative Maintenance | MAI | Maintenance | M6 | 2026 | 44 | 2024 | 10 | REGULAR | ALL | 0 | Material cost
DEV | MSTR | G11 | DEV-11 | 2.1.12.01 | Cavity Walls (not insulated) (1 - 100000 Area) | Buitenmuren | 4 | 200 | Area | m2 | 1982 | CM-MAI | CM | Corrective Maintenance | MAI | Maintenance | Y1 | 2026 | 44 | 2024 | 10 | REGULAR | ALL | 0 | Material cost
DEV | MSTR | G11 | DEV-13 | 2.3.11.00 | Concrete Floor (non insulated) (1 - 25000 Area) | Vloer | 1 | 200 | Area | m2 | 1982 | PM-INS | PM | Preventative Maintenance | INS | Inspections | M1 | 2026 | 44 | 2024 | 10 | REGULAR | ALL | 0 | Material cost
DEV | MSTR | G11 | DEV-13 | 2.3.11.00 | Concrete Floor (non insulated) (1 - 25000 Area) | Vloer | 1 | 200 | Area | m2 | 1982 | PM-MAI | PM | Preventative Maintenance | MAI | Maintenance | Y1 | 2026 | 44 | 2024 | 10 | REGULAR | ALL | 0 | Material cost
DEV | MSTR | G11 | DEV-13 | 2.3.11.00 | Concrete Floor (non insulated) (1 - 25000 Area) | Vloer | 1 | 200 | Area | m2 | 1982 | PM-MAI | PM | Preventative Maintenance | MAI | Maintenance | Y2 | 2026 | 44 | 2024 | 10 | REGULAR | ALL | 0 | Material cost
DEV | MSTR | G11 | DEV-13 | 2.3.11.00 | Concrete Floor (non insulated) (1 - 25000 Area) | Vloer | 1 | 200 | Area | m2 | 1982 | UC-FMC | UC | User Cost | FMC | Maintenance | W1 | 2026 | 44 | 2024 | 10 | REGULAR | ALL | 0 | Material cost
DEV | MSTR | G11 | DEV-13 | 2.3.11.00 | Concrete Floor (non insulated) (1 - 25000 Area) | Vloer | 1 | 200 | Area | m2 | 1982 | CM-MAI | CM | Corrective Maintenance | MAI | Maintenance | Y1 | 2026 | 44 | 2024 | 10 | REGULAR | ALL | 0 | Material cost
DEV | MSTR | G11 | DEV-14 | 2.7.11.85 |  | Daktrim | 4 | 75 | Length | m1 | 1982 | PM-INS | PM | Preventative Maintenance | INS | Inspections | Y2 | 2026 | 14 | 2024 | 10 | REGULAR | ALL | 0 | Material cost
DEV | MSTR | G11 | DEV-14 | 2.7.11.85 |  | Daktrim | 4 | 75 | Length | m1 | 1982 | CM-MAI | CM | Corrective Maintenance | MAI | Maintenance | Y1 | 2026 | 14 | 2024 | 10 | REGULAR | ALL | 0 | Material cost
DEV | MSTR | G11 | DEV-15 | 2.8.11.05 | Plinth | plinten | 4 | 75 | Length | m1 | 1982 | PM-INS | PM | Preventative Maintenance | INS | Inspections | Y2 | 2026 | 44 | 2024 | 10 | REGULAR | ALL | 0 | Material cost
DEV | MSTR | G11 | DEV-15 | 2.8.11.05 | Plinth | plinten | 4 | 75 | Length | m1 | 1982 | PM-MAI | PM | Preventative Maintenance | MAI | Maintenance | M1 | 2026 | 44 | 2024 | 10 | REGULAR | ALL | 0 | Material cost
DEV | MSTR | G11 | DEV-15 | 2.8.11.05 | Plinth | plinten | 4 | 75 | Length | m1 | 1982 | CM-MAI | CM | Corrective Maintenance | MAI | Maintenance | Y1 | 2026 | 44 | 2024 | 10 | REGULAR | ALL | 0 | Material cost
DEV | abc | def | DEV-16 | 5.1.21.00 | Wallmounted Gas Boiler | Wallmounted Gas Boiler | 1 | 900 | - | kW | 2021 | PM-INS | PM | Preventative Maintenance | INS | Inspections | M1 | 2026 | 5 | 2024 | 10 | REGULAR | ALL | 0 | Material cost
DEV | abc | def | DEV-16 | 5.1.21.00 | Wallmounted Gas Boiler | Wallmounted Gas Boiler | 1 | 900 | - | kW | 2021 | PM-INS | PM | Preventative Maintenance | INS | Inspections | M3 | 2026 | 5 | 2024 | 10 | REGULAR | ALL | 0 | Material cost
DEV | abc | def | DEV-16 | 5.1.21.00 | Wallmounted Gas Boiler | Wallmounted Gas Boiler | 1 | 900 | - | kW | 2021 | PM-INS | PM | Preventative Maintenance | INS | Inspections | Y1 | 2026 | 5 | 2024 | 10 | REGULAR | ALL | 0 | Material cost
DEV | abc | def | DEV-16 | 5.1.21.00 | Wallmounted Gas Boiler | Wallmounted Gas Boiler | 1 | 900 | - | kW | 2021 | CM-MAI | CM | Corrective Maintenance | MAI | Maintenance | Y1 | 2026 | 5 | 2024 | 10 | REGULAR | ALL | 0 | Material cost
DEV | MSTR | G11 | DEV-1 | 5.7.12.15 | Ventilation hood (1 - 100 Area) | Ventilator | 1 | 1 | Area | m2 | 1982 | UC-FMC | UC | User Cost | FMC | Maintenance | W1 | 2027 | 20 | 2024 | 10 | REGULAR | ALL | 0 | Material cost
DEV | MSTR | G11 | DEV-2 | 5.7.31.10 | Roof Extraction Unit (1000 - 150000 Flow rate) | Roof extraction Unit | 1 | 75500 | Flow rate | m3/h | 1982 | LC-EOL | LC | Life Cycle | EOL | End of Life | Y15 | 2027 | 0 | 2024 | 10 | REGULAR | ALL | 30699 | Material cost
DEV | MSTR | G11 | DEV-3 | 5.1.21.01 | Wallmounted Condensating Gas Boiler (40 - 10000 Power) | CV | 1 | 218 | Power | kW | 1982 | PM-INS | PM | Preventative Maintenance | INS | Inspections | M1 | 2027 | 20 | 2024 | 10 | REGULAR | ALL | 0 | Material cost
DEV | MSTR | G11 | DEV-3 | 5.1.21.01 | Wallmounted Condensating Gas Boiler (40 - 10000 Power) | CV | 1 | 218 | Power | kW | 1982 | PM-INS | PM | Preventative Maintenance | INS | Inspections | Y1 | 2027 | 20 | 2024 | 10 | REGULAR | ALL | 0 | Material cost
DEV | MSTR | G11 | DEV-3 | 5.1.21.01 | Wallmounted Condensating Gas Boiler (40 - 10000 Power) | CV | 1 | 218 | Power | kW | 1982 | PM-MAI | PM | Preventative Maintenance | MAI | Maintenance | M3 | 2027 | 20 | 2024 | 10 | REGULAR | ALL | 0 | Material cost
DEV | MSTR | G11 | DEV-3 | 5.1.21.01 | Wallmounted Condensating Gas Boiler (40 - 10000 Power) | CV | 1 | 218 | Power | kW | 1982 | CM-MAI | CM | Corrective Maintenance | MAI | Maintenance | Y1 | 2027 | 20 | 2024 | 10 | REGULAR | ALL | 0 | Material cost
DEV | MSTR | G11 | DEV-4 | 5.3.20.05 | Sanitary Hot water piping (1 - 100 Length) | Warm water | 1 | 50 | Length | m1 | 1982 | PM-INS | PM | Preventative Maintenance | INS | Inspections | M6 | 2027 | 15 | 2024 | 10 | REGULAR | ALL | 0 | Material cost
DEV | MSTR | G11 | DEV-4 | 5.3.20.05 | Sanitary Hot water piping (1 - 100 Length) | Warm water | 1 | 50 | Length | m1 | 1982 | CM-MAI | CM | Corrective Maintenance | MAI | Maintenance | Y1 | 2027 | 15 | 2024 | 10 | REGULAR | ALL | 0 | Material cost
DEV | MSTR | G11 | DEV-5 | 5.6.10.85 | Buffer Vessel Hot Water Distribution (25 - 10000 Content) | Warmwatervat | 1 | 1200 | Content | L | 1982 | PM-INS | PM | Preventative Maintenance | INS | Inspections | M3 | 2027 | 5 | 2024 | 10 | REGULAR | ALL | 0 | Material cost
DEV | MSTR | G11 | DEV-5 | 5.6.10.85 | Buffer Vessel Hot Water Distribution (25 - 10000 Content) | Warmwatervat | 1 | 1200 | Content | L | 1982 | PM-MAI | PM | Preventative Maintenance | MAI | Maintenance | Y1 | 2027 | 5 | 2024 | 10 | REGULAR | ALL | 0 | Material cost
DEV | MSTR | G11 | DEV-5 | 5.6.10.85 | Buffer Vessel Hot Water Distribution (25 - 10000 Content) | Warmwatervat | 1 | 1200 | Content | L | 1982 | CM-MAI | CM | Corrective Maintenance | MAI | Maintenance | Y1 | 2027 | 5 | 2024 | 10 | REGULAR | ALL | 0 | Material cost
DEV | MSTR | G11 | DEV-6 | 5.1.22.01 | Wallmounted Condensating Boiler (40 - 10000 Power) | CV2 | 1 | 15 | Power | kW | 1982 | PM-INS | PM | Preventative Maintenance | INS | Inspections | M1 | 2027 | 20 | 2024 | 10 | REGULAR | ALL | 0 | Material cost
DEV | MSTR | G11 | DEV-6 | 5.1.22.01 | Wallmounted Condensating Boiler (40 - 10000 Power) | CV2 | 1 | 15 | Power | kW | 1982 | PM-INS | PM | Preventative Maintenance | INS | Inspections | M6 | 2027 | 20 | 2024 | 10 | REGULAR | ALL | 0 | Material cost
DEV | MSTR | G11 | DEV-6 | 5.1.22.01 | Wallmounted Condensating Boiler (40 - 10000 Power) | CV2 | 1 | 15 | Power | kW | 1982 | PM-INS | PM | Preventative Maintenance | INS | Inspections | Y1 | 2027 | 20 | 2024 | 10 | REGULAR | ALL | 0 | Material cost
DEV | MSTR | G11 | DEV-6 | 5.1.22.01 | Wallmounted Condensating Boiler (40 - 10000 Power) | CV2 | 1 | 15 | Power | kW | 1982 | PM-MAI | PM | Preventative Maintenance | MAI | Maintenance | M6 | 2027 | 20 | 2024 | 10 | REGULAR | ALL | 0 | Material cost
DEV | MSTR | G11 | DEV-6 | 5.1.22.01 | Wallmounted Condensating Boiler (40 - 10000 Power) | CV2 | 1 | 15 | Power | kW | 1982 | PM-MAI | PM | Preventative Maintenance | MAI | Maintenance | Y1 | 2027 | 20 | 2024 | 10 | REGULAR | ALL | 0 | Material cost
DEV | MSTR | G11 | DEV-6 | 5.1.22.01 | Wallmounted Condensating Boiler (40 - 10000 Power) | CV2 | 1 | 15 | Power | kW | 1982 | CM-MAI | CM | Corrective Maintenance | MAI | Maintenance | Y1 | 2027 | 20 | 2024 | 10 | REGULAR | ALL | 0 | Material cost
DEV | MSTR | G11 | DEV-7 | 5.1.22.01 | Wallmounted Condensating Boiler (40 - 10000 Power) | CV3 | 1 | 62 | Power | kW | 1982 | PM-INS | PM | Preventative Maintenance | INS | Inspections | M1 | 2027 | 20 | 2024 | 10 | REGULAR | ALL | 0 | Material cost
DEV | MSTR | G11 | DEV-7 | 5.1.22.01 | Wallmounted Condensating Boiler (40 - 10000 Power) | CV3 | 1 | 62 | Power | kW | 1982 | PM-INS | PM | Preventative Maintenance | INS | Inspections | M6 | 2027 | 20 | 2024 | 10 | REGULAR | ALL | 0 | Material cost
DEV | MSTR | G11 | DEV-7 | 5.1.22.01 | Wallmounted Condensating Boiler (40 - 10000 Power) | CV3 | 1 | 62 | Power | kW | 1982 | PM-INS | PM | Preventative Maintenance | INS | Inspections | Y1 | 2027 | 20 | 2024 | 10 | REGULAR | ALL | 0 | Material cost
DEV | MSTR | G11 | DEV-7 | 5.1.22.01 | Wallmounted Condensating Boiler (40 - 10000 Power) | CV3 | 1 | 62 | Power | kW | 1982 | PM-MAI | PM | Preventative Maintenance | MAI | Maintenance | M6 | 2027 | 20 | 2024 | 10 | REGULAR | ALL | 0 | Material cost
DEV | MSTR | G11 | DEV-7 | 5.1.22.01 | Wallmounted Condensating Boiler (40 - 10000 Power) | CV3 | 1 | 62 | Power | kW | 1982 | PM-MAI | PM | Preventative Maintenance | MAI | Maintenance | Y1 | 2027 | 20 | 2024 | 10 | REGULAR | ALL | 0 | Material cost
DEV | MSTR | G11 | DEV-7 | 5.1.22.01 | Wallmounted Condensating Boiler (40 - 10000 Power) | CV3 | 1 | 62 | Power | kW | 1982 | CM-MAI | CM | Corrective Maintenance | MAI | Maintenance | Y1 | 2027 | 20 | 2024 | 10 | REGULAR | ALL | 0 | Material cost
DEV | MSTR | G11 | DEV-8 | 6.3.41.44 | LED-Spot (GU10 - 230V) (1 - 100 Amount) | Verlichting | 60 | 1 | Amount | # of devices | 1982 | PM-INS | PM | Preventative Maintenance | INS | Inspections | M3 | 2027 | 15 | 2024 | 10 | REGULAR | ALL | 0 | Material cost
DEV | MSTR | G11 | DEV-8 | 6.3.41.44 | LED-Spot (GU10 - 230V) (1 - 100 Amount) | Verlichting | 60 | 1 | Amount | # of devices | 1982 | PM-INS | PM | Preventative Maintenance | INS | Inspections | Y1 | 2027 | 15 | 2024 | 10 | REGULAR | ALL | 0 | Material cost
DEV | MSTR | G11 | DEV-8 | 6.3.41.44 | LED-Spot (GU10 - 230V) (1 - 100 Amount) | Verlichting | 60 | 1 | Amount | # of devices | 1982 | PM-MAI | PM | Preventative Maintenance | MAI | Maintenance | Y1 | 2027 | 15 | 2024 | 10 | REGULAR | ALL | 0 | Material cost
DEV | MSTR | G11 | DEV-8 | 6.3.41.44 | LED-Spot (GU10 - 230V) (1 - 100 Amount) | Verlichting | 60 | 1 | Amount | # of devices | 1982 | CM-MAI | CM | Corrective Maintenance | MAI | Maintenance | Y1 | 2027 | 15 | 2024 | 10 | REGULAR | ALL | 0 | Material cost
DEV | MSTR | G11 | DEV-9 | 9.0.34.10 | Manual Roller Gate (1 - 500 Area) | Gate | 1 | 15 | Area | m2 | 1982 | PM-INS | PM | Preventative Maintenance | INS | Inspections | M1 | 2027 | 15 | 2024 | 10 | REGULAR | ALL | 0 | Material cost
DEV | MSTR | G11 | DEV-9 | 9.0.34.10 | Manual Roller Gate (1 - 500 Area) | Gate | 1 | 15 | Area | m2 | 1982 | PM-INS | PM | Preventative Maintenance | INS | Inspections | Y1 | 2027 | 15 | 2024 | 10 | REGULAR | ALL | 0 | Material cost
DEV | MSTR | G11 | DEV-9 | 9.0.34.10 | Manual Roller Gate (1 - 500 Area) | Gate | 1 | 15 | Area | m2 | 1982 | PM-MAI | PM | Preventative Maintenance | MAI | Maintenance | M3 | 2027 | 15 | 2024 | 10 | REGULAR | ALL | 0 | Material cost
DEV | MSTR | G11 | DEV-9 | 9.0.34.10 | Manual Roller Gate (1 - 500 Area) | Gate | 1 | 15 | Area | m2 | 1982 | CM-MAI | CM | Corrective Maintenance | MAI | Maintenance | Y1 | 2027 | 15 | 2024 | 10 | REGULAR | ALL | 0 | Material cost
DEV | MSTR | G11 | DEV-10 | 3.1.31.00 | Manual Swing Doors General (1 - 120 Area) | Zwaaideuren | 2 | 2 | Area | m2 | 1982 | PM-INS | PM | Preventative Maintenance | INS | Inspections | M1 | 2027 | 9 | 2024 | 10 | REGULAR | ALL | 0 | Material cost
DEV | MSTR | G11 | DEV-10 | 3.1.31.00 | Manual Swing Doors General (1 - 120 Area) | Zwaaideuren | 2 | 2 | Area | m2 | 1982 | PM-INS | PM | Preventative Maintenance | INS | Inspections | W2 | 2027 | 9 | 2024 | 10 | REGULAR | ALL | 0 | Material cost
DEV | MSTR | G11 | DEV-10 | 3.1.31.00 | Manual Swing Doors General (1 - 120 Area) | Zwaaideuren | 2 | 2 | Area | m2 | 1982 | PM-MAI | PM | Preventative Maintenance | MAI | Maintenance | Y1 | 2027 | 9 | 2024 | 10 | REGULAR | ALL | 0 | Material cost
DEV | MSTR | G11 | DEV-10 | 3.1.31.00 | Manual Swing Doors General (1 - 120 Area) | Zwaaideuren | 2 | 2 | Area | m2 | 1982 | CM-MAI | CM | Corrective Maintenance | MAI | Maintenance | Y1 | 2027 | 9 | 2024 | 10 | REGULAR | ALL | 0 | Material cost
DEV | MSTR | G11 | DEV-11 | 2.1.12.01 | Cavity Walls (not insulated) (1 - 100000 Area) | Buitenmuren | 4 | 200 | Area | m2 | 1982 | PM-INS | PM | Preventative Maintenance | INS | Inspections | Y1 | 2027 | 45 | 2024 | 10 | REGULAR | ALL | 0 | Material cost
DEV | MSTR | G11 | DEV-11 | 2.1.12.01 | Cavity Walls (not insulated) (1 - 100000 Area) | Buitenmuren | 4 | 200 | Area | m2 | 1982 | PM-MAI | PM | Preventative Maintenance | MAI | Maintenance | M6 | 2027 | 45 | 2024 | 10 | REGULAR | ALL | 0 | Material cost
DEV | MSTR | G11 | DEV-11 | 2.1.12.01 | Cavity Walls (not insulated) (1 - 100000 Area) | Buitenmuren | 4 | 200 | Area | m2 | 1982 | CM-MAI | CM | Corrective Maintenance | MAI | Maintenance | Y1 | 2027 | 45 | 2024 | 10 | REGULAR | ALL | 0 | Material cost
DEV | MSTR | G11 | DEV-13 | 2.3.11.00 | Concrete Floor (non insulated) (1 - 25000 Area) | Vloer | 1 | 200 | Area | m2 | 1982 | PM-INS | PM | Preventative Maintenance | INS | Inspections | M1 | 2027 | 45 | 2024 | 10 | REGULAR | ALL | 0 | Material cost
DEV | MSTR | G11 | DEV-13 | 2.3.11.00 | Concrete Floor (non insulated) (1 - 25000 Area) | Vloer | 1 | 200 | Area | m2 | 1982 | PM-MAI | PM | Preventative Maintenance | MAI | Maintenance | Y1 | 2027 | 45 | 2024 | 10 | REGULAR | ALL | 0 | Material cost
DEV | MSTR | G11 | DEV-13 | 2.3.11.00 | Concrete Floor (non insulated) (1 - 25000 Area) | Vloer | 1 | 200 | Area | m2 | 1982 | UC-FMC | UC | User Cost | FMC | Maintenance | W1 | 2027 | 45 | 2024 | 10 | REGULAR | ALL | 0 | Material cost
DEV | MSTR | G11 | DEV-13 | 2.3.11.00 | Concrete Floor (non insulated) (1 - 25000 Area) | Vloer | 1 | 200 | Area | m2 | 1982 | CM-MAI | CM | Corrective Maintenance | MAI | Maintenance | Y1 | 2027 | 45 | 2024 | 10 | REGULAR | ALL | 0 | Material cost
DEV | MSTR | G11 | DEV-15 | 2.8.11.05 | Plinth | plinten | 4 | 75 | Length | m1 | 1982 | PM-MAI | PM | Preventative Maintenance | MAI | Maintenance | M1 | 2027 | 45 | 2024 | 10 | REGULAR | ALL | 0 | Material cost
DEV | MSTR | G11 | DEV-15 | 2.8.11.05 | Plinth | plinten | 4 | 75 | Length | m1 | 1982 | CM-MAI | CM | Corrective Maintenance | MAI | Maintenance | Y1 | 2027 | 45 | 2024 | 10 | REGULAR | ALL | 0 | Material cost
DEV | abc | def | DEV-16 | 5.1.21.00 | Wallmounted Gas Boiler | Wallmounted Gas Boiler | 1 | 900 | - | kW | 2021 | PM-INS | PM | Preventative Maintenance | INS | Inspections | M1 | 2027 | 6 | 2024 | 10 | REGULAR | ALL | 0 | Material cost
DEV | abc | def | DEV-16 | 5.1.21.00 | Wallmounted Gas Boiler | Wallmounted Gas Boiler | 1 | 900 | - | kW | 2021 | PM-INS | PM | Preventative Maintenance | INS | Inspections | M3 | 2027 | 6 | 2024 | 10 | REGULAR | ALL | 0 | Material cost
DEV | abc | def | DEV-16 | 5.1.21.00 | Wallmounted Gas Boiler | Wallmounted Gas Boiler | 1 | 900 | - | kW | 2021 | PM-INS | PM | Preventative Maintenance | INS | Inspections | Y1 | 2027 | 6 | 2024 | 10 | REGULAR | ALL | 0 | Material cost
DEV | abc | def | DEV-16 | 5.1.21.00 | Wallmounted Gas Boiler | Wallmounted Gas Boiler | 1 | 900 | - | kW | 2021 | PM-MAI | PM | Preventative Maintenance | MAI | Maintenance | Y2 | 2027 | 6 | 2024 | 10 | REGULAR | ALL | 0 | Material cost
DEV | abc | def | DEV-16 | 5.1.21.00 | Wallmounted Gas Boiler | Wallmounted Gas Boiler | 1 | 900 | - | kW | 2021 | CM-MAI | CM | Corrective Maintenance | MAI | Maintenance | Y1 | 2027 | 6 | 2024 | 10 | REGULAR | ALL | 0 | Material cost
DEV | MSTR | G11 | DEV-1 | 5.7.12.15 | Ventilation hood (1 - 100 Area) | Ventilator | 1 | 1 | Area | m2 | 1982 | UC-FMC | UC | User Cost | FMC | Maintenance | W1 | 2028 | 21 | 2024 | 10 | REGULAR | ALL | 0 | Material cost
DEV | MSTR | G11 | DEV-3 | 5.1.21.01 | Wallmounted Condensating Gas Boiler (40 - 10000 Power) | CV | 1 | 218 | Power | kW | 1982 | PM-INS | PM | Preventative Maintenance | INS | Inspections | M1 | 2028 | 21 | 2024 | 10 | REGULAR | ALL | 0 | Material cost
DEV | MSTR | G11 | DEV-3 | 5.1.21.01 | Wallmounted Condensating Gas Boiler (40 - 10000 Power) | CV | 1 | 218 | Power | kW | 1982 | PM-INS | PM | Preventative Maintenance | INS | Inspections | Y1 | 2028 | 21 | 2024 | 10 | REGULAR | ALL | 0 | Material cost
DEV | MSTR | G11 | DEV-3 | 5.1.21.01 | Wallmounted Condensating Gas Boiler (40 - 10000 Power) | CV | 1 | 218 | Power | kW | 1982 | PM-MAI | PM | Preventative Maintenance | MAI | Maintenance | M3 | 2028 | 21 | 2024 | 10 | REGULAR | ALL | 0 | Material cost
DEV | MSTR | G11 | DEV-3 | 5.1.21.01 | Wallmounted Condensating Gas Boiler (40 - 10000 Power) | CV | 1 | 218 | Power | kW | 1982 | PM-MAI | PM | Preventative Maintenance | MAI | Maintenance | Y2 | 2028 | 21 | 2024 | 10 | REGULAR | ALL | 0 | Material cost
DEV | MSTR | G11 | DEV-3 | 5.1.21.01 | Wallmounted Condensating Gas Boiler (40 - 10000 Power) | CV | 1 | 218 | Power | kW | 1982 | CM-MAI | CM | Corrective Maintenance | MAI | Maintenance | Y1 | 2028 | 21 | 2024 | 10 | REGULAR | ALL | 0 | Material cost
DEV | MSTR | G11 | DEV-4 | 5.3.20.05 | Sanitary Hot water piping (1 - 100 Length) | Warm water | 1 | 50 | Length | m1 | 1982 | PM-INS | PM | Preventative Maintenance | INS | Inspections | M6 | 2028 | 16 | 2024 | 10 | REGULAR | ALL | 0 | Material cost
DEV | MSTR | G11 | DEV-4 | 5.3.20.05 | Sanitary Hot water piping (1 - 100 Length) | Warm water | 1 | 50 | Length | m1 | 1982 | CM-MAI | CM | Corrective Maintenance | MAI | Maintenance | Y1 | 2028 | 16 | 2024 | 10 | REGULAR | ALL | 0 | Material cost
DEV | MSTR | G11 | DEV-5 | 5.6.10.85 | Buffer Vessel Hot Water Distribution (25 - 10000 Content) | Warmwatervat | 1 | 1200 | Content | L | 1982 | PM-INS | PM | Preventative Maintenance | INS | Inspections | M3 | 2028 | 6 | 2024 | 10 | REGULAR | ALL | 0 | Material cost
DEV | MSTR | G11 | DEV-5 | 5.6.10.85 | Buffer Vessel Hot Water Distribution (25 - 10000 Content) | Warmwatervat | 1 | 1200 | Content | L | 1982 | PM-MAI | PM | Preventative Maintenance | MAI | Maintenance | Y1 | 2028 | 6 | 2024 | 10 | REGULAR | ALL | 0 | Material cost
DEV | MSTR | G11 | DEV-5 | 5.6.10.85 | Buffer Vessel Hot Water Distribution (25 - 10000 Content) | Warmwatervat | 1 | 1200 | Content | L | 1982 | PM-MAI | PM | Preventative Maintenance | MAI | Maintenance | Y2 | 2028 | 6 | 2024 | 10 | REGULAR | ALL | 0 | Material cost
DEV | MSTR | G11 | DEV-5 | 5.6.10.85 | Buffer Vessel Hot Water Distribution (25 - 10000 Content) | Warmwatervat | 1 | 1200 | Content | L | 1982 | PM-MAI | PM | Preventative Maintenance | MAI | Maintenance | Y2 | 2028 | 6 | 2024 | 10 | REGULAR | ALL | 0 | Material cost
DEV | MSTR | G11 | DEV-5 | 5.6.10.85 | Buffer Vessel Hot Water Distribution (25 - 10000 Content) | Warmwatervat | 1 | 1200 | Content | L | 1982 | CM-MAI | CM | Corrective Maintenance | MAI | Maintenance | Y1 | 2028 | 6 | 2024 | 10 | REGULAR | ALL | 0 | Material cost
DEV | MSTR | G11 | DEV-6 | 5.1.22.01 | Wallmounted Condensating Boiler (40 - 10000 Power) | CV2 | 1 | 15 | Power | kW | 1982 | PM-INS | PM | Preventative Maintenance | INS | Inspections | M1 | 2028 | 21 | 2024 | 10 | REGULAR | ALL | 0 | Material cost
DEV | MSTR | G11 | DEV-6 | 5.1.22.01 | Wallmounted Condensating Boiler (40 - 10000 Power) | CV2 | 1 | 15 | Power | kW | 1982 | PM-INS | PM | Preventative Maintenance | INS | Inspections | M6 | 2028 | 21 | 2024 | 10 | REGULAR | ALL | 0 | Material cost
DEV | MSTR | G11 | DEV-6 | 5.1.22.01 | Wallmounted Condensating Boiler (40 - 10000 Power) | CV2 | 1 | 15 | Power | kW | 1982 | PM-INS | PM | Preventative Maintenance | INS | Inspections | Y1 | 2028 | 21 | 2024 | 10 | REGULAR | ALL | 0 | Material cost
DEV | MSTR | G11 | DEV-6 | 5.1.22.01 | Wallmounted Condensating Boiler (40 - 10000 Power) | CV2 | 1 | 15 | Power | kW | 1982 | PM-MAI | PM | Preventative Maintenance | MAI | Maintenance | M6 | 2028 | 21 | 2024 | 10 | REGULAR | ALL | 0 | Material cost
DEV | MSTR | G11 | DEV-6 | 5.1.22.01 | Wallmounted Condensating Boiler (40 - 10000 Power) | CV2 | 1 | 15 | Power | kW | 1982 | PM-MAI | PM | Preventative Maintenance | MAI | Maintenance | Y1 | 2028 | 21 | 2024 | 10 | REGULAR | ALL | 0 | Material cost
DEV | MSTR | G11 | DEV-6 | 5.1.22.01 | Wallmounted Condensating Boiler (40 - 10000 Power) | CV2 | 1 | 15 | Power | kW | 1982 | CM-MAI | CM | Corrective Maintenance | MAI | Maintenance | Y1 | 2028 | 21 | 2024 | 10 | REGULAR | ALL | 0 | Material cost
DEV | MSTR | G11 | DEV-7 | 5.1.22.01 | Wallmounted Condensating Boiler (40 - 10000 Power) | CV3 | 1 | 62 | Power | kW | 1982 | PM-INS | PM | Preventative Maintenance | INS | Inspections | M1 | 2028 | 21 | 2024 | 10 | REGULAR | ALL | 0 | Material cost
DEV | MSTR | G11 | DEV-7 | 5.1.22.01 | Wallmounted Condensating Boiler (40 - 10000 Power) | CV3 | 1 | 62 | Power | kW | 1982 | PM-INS | PM | Preventative Maintenance | INS | Inspections | M6 | 2028 | 21 | 2024 | 10 | REGULAR | ALL | 0 | Material cost
DEV | MSTR | G11 | DEV-7 | 5.1.22.01 | Wallmounted Condensating Boiler (40 - 10000 Power) | CV3 | 1 | 62 | Power | kW | 1982 | PM-INS | PM | Preventative Maintenance | INS | Inspections | Y1 | 2028 | 21 | 2024 | 10 | REGULAR | ALL | 0 | Material cost
DEV | MSTR | G11 | DEV-7 | 5.1.22.01 | Wallmounted Condensating Boiler (40 - 10000 Power) | CV3 | 1 | 62 | Power | kW | 1982 | PM-MAI | PM | Preventative Maintenance | MAI | Maintenance | M6 | 2028 | 21 | 2024 | 10 | REGULAR | ALL | 0 | Material cost
DEV | MSTR | G11 | DEV-7 | 5.1.22.01 | Wallmounted Condensating Boiler (40 - 10000 Power) | CV3 | 1 | 62 | Power | kW | 1982 | PM-MAI | PM | Preventative Maintenance | MAI | Maintenance | Y1 | 2028 | 21 | 2024 | 10 | REGULAR | ALL | 0 | Material cost
DEV | MSTR | G11 | DEV-7 | 5.1.22.01 | Wallmounted Condensating Boiler (40 - 10000 Power) | CV3 | 1 | 62 | Power | kW | 1982 | CM-MAI | CM | Corrective Maintenance | MAI | Maintenance | Y1 | 2028 | 21 | 2024 | 10 | REGULAR | ALL | 0 | Material cost
DEV | MSTR | G11 | DEV-8 | 6.3.41.44 | LED-Spot (GU10 - 230V) (1 - 100 Amount) | Verlichting | 60 | 1 | Amount | # of devices | 1982 | PM-INS | PM | Preventative Maintenance | INS | Inspections | M3 | 2028 | 16 | 2024 | 10 | REGULAR | ALL | 0 | Material cost
DEV | MSTR | G11 | DEV-8 | 6.3.41.44 | LED-Spot (GU10 - 230V) (1 - 100 Amount) | Verlichting | 60 | 1 | Amount | # of devices | 1982 | PM-INS | PM | Preventative Maintenance | INS | Inspections | Y1 | 2028 | 16 | 2024 | 10 | REGULAR | ALL | 0 | Material cost
DEV | MSTR | G11 | DEV-8 | 6.3.41.44 | LED-Spot (GU10 - 230V) (1 - 100 Amount) | Verlichting | 60 | 1 | Amount | # of devices | 1982 | PM-MAI | PM | Preventative Maintenance | MAI | Maintenance | Y1 | 2028 | 16 | 2024 | 10 | REGULAR | ALL | 0 | Material cost
DEV | MSTR | G11 | DEV-8 | 6.3.41.44 | LED-Spot (GU10 - 230V) (1 - 100 Amount) | Verlichting | 60 | 1 | Amount | # of devices | 1982 | PM-MAI | PM | Preventative Maintenance | MAI | Maintenance | Y2 | 2028 | 16 | 2024 | 10 | REGULAR | ALL | 0 | Material cost
DEV | MSTR | G11 | DEV-8 | 6.3.41.44 | LED-Spot (GU10 - 230V) (1 - 100 Amount) | Verlichting | 60 | 1 | Amount | # of devices | 1982 | CM-MAI | CM | Corrective Maintenance | MAI | Maintenance | Y1 | 2028 | 16 | 2024 | 10 | REGULAR | ALL | 0 | Material cost
DEV | MSTR | G11 | DEV-9 | 9.0.34.10 | Manual Roller Gate (1 - 500 Area) | Gate | 1 | 15 | Area | m2 | 1982 | PM-INS | PM | Preventative Maintenance | INS | Inspections | M1 | 2028 | 16 | 2024 | 10 | REGULAR | ALL | 0 | Material cost
DEV | MSTR | G11 | DEV-9 | 9.0.34.10 | Manual Roller Gate (1 - 500 Area) | Gate | 1 | 15 | Area | m2 | 1982 | PM-INS | PM | Preventative Maintenance | INS | Inspections | Y1 | 2028 | 16 | 2024 | 10 | REGULAR | ALL | 0 | Material cost
DEV | MSTR | G11 | DEV-9 | 9.0.34.10 | Manual Roller Gate (1 - 500 Area) | Gate | 1 | 15 | Area | m2 | 1982 | PM-MAI | PM | Preventative Maintenance | MAI | Maintenance | M3 | 2028 | 16 | 2024 | 10 | REGULAR | ALL | 0 | Material cost
DEV | MSTR | G11 | DEV-9 | 9.0.34.10 | Manual Roller Gate (1 - 500 Area) | Gate | 1 | 15 | Area | m2 | 1982 | CM-MAI | CM | Corrective Maintenance | MAI | Maintenance | Y1 | 2028 | 16 | 2024 | 10 | REGULAR | ALL | 0 | Material cost
DEV | MSTR | G11 | DEV-10 | 3.1.31.00 | Manual Swing Doors General (1 - 120 Area) | Zwaaideuren | 2 | 2 | Area | m2 | 1982 | PM-INS | PM | Preventative Maintenance | INS | Inspections | M1 | 2028 | 10 | 2024 | 10 | REGULAR | ALL | 0 | Material cost
DEV | MSTR | G11 | DEV-10 | 3.1.31.00 | Manual Swing Doors General (1 - 120 Area) | Zwaaideuren | 2 | 2 | Area | m2 | 1982 | PM-INS | PM | Preventative Maintenance | INS | Inspections | W2 | 2028 | 10 | 2024 | 10 | REGULAR | ALL | 0 | Material cost
DEV | MSTR | G11 | DEV-10 | 3.1.31.00 | Manual Swing Doors General (1 - 120 Area) | Zwaaideuren | 2 | 2 | Area | m2 | 1982 | PM-MAI | PM | Preventative Maintenance | MAI | Maintenance | Y1 | 2028 | 10 | 2024 | 10 | REGULAR | ALL | 0 | Material cost
DEV | MSTR | G11 | DEV-10 | 3.1.31.00 | Manual Swing Doors General (1 - 120 Area) | Zwaaideuren | 2 | 2 | Area | m2 | 1982 | PM-MAI | PM | Preventative Maintenance | MAI | Maintenance | Y2 | 2028 | 10 | 2024 | 10 | REGULAR | ALL | 0 | Material cost
DEV | MSTR | G11 | DEV-10 | 3.1.31.00 | Manual Swing Doors General (1 - 120 Area) | Zwaaideuren | 2 | 2 | Area | m2 | 1982 | CM-MAI | CM | Corrective Maintenance | MAI | Maintenance | Y1 | 2028 | 10 | 2024 | 10 | REGULAR | ALL | 0 | Material cost
DEV | MSTR | G11 | DEV-11 | 2.1.12.01 | Cavity Walls (not insulated) (1 - 100000 Area) | Buitenmuren | 4 | 200 | Area | m2 | 1982 | PM-INS | PM | Preventative Maintenance | INS | Inspections | Y1 | 2028 | 46 | 2024 | 10 | REGULAR | ALL | 0 | Material cost
DEV | MSTR | G11 | DEV-11 | 2.1.12.01 | Cavity Walls (not insulated) (1 - 100000 Area) | Buitenmuren | 4 | 200 | Area | m2 | 1982 | PM-MAI | PM | Preventative Maintenance | MAI | Maintenance | M6 | 2028 | 46 | 2024 | 10 | REGULAR | ALL | 0 | Material cost
DEV | MSTR | G11 | DEV-11 | 2.1.12.01 | Cavity Walls (not insulated) (1 - 100000 Area) | Buitenmuren | 4 | 200 | Area | m2 | 1982 | CM-MAI | CM | Corrective Maintenance | MAI | Maintenance | Y1 | 2028 | 46 | 2024 | 10 | REGULAR | ALL | 0 | Material cost
DEV | MSTR | G11 | DEV-13 | 2.3.11.00 | Concrete Floor (non insulated) (1 - 25000 Area) | Vloer | 1 | 200 | Area | m2 | 1982 | PM-INS | PM | Preventative Maintenance | INS | Inspections | M1 | 2028 | 46 | 2024 | 10 | REGULAR | ALL | 0 | Material cost
DEV | MSTR | G11 | DEV-13 | 2.3.11.00 | Concrete Floor (non insulated) (1 - 25000 Area) | Vloer | 1 | 200 | Area | m2 | 1982 | PM-MAI | PM | Preventative Maintenance | MAI | Maintenance | Y1 | 2028 | 46 | 2024 | 10 | REGULAR | ALL | 0 | Material cost
DEV | MSTR | G11 | DEV-13 | 2.3.11.00 | Concrete Floor (non insulated) (1 - 25000 Area) | Vloer | 1 | 200 | Area | m2 | 1982 | PM-MAI | PM | Preventative Maintenance | MAI | Maintenance | Y2 | 2028 | 46 | 2024 | 10 | REGULAR | ALL | 0 | Material cost
DEV | MSTR | G11 | DEV-13 | 2.3.11.00 | Concrete Floor (non insulated) (1 - 25000 Area) | Vloer | 1 | 200 | Area | m2 | 1982 | UC-FMC | UC | User Cost | FMC | Maintenance | W1 | 2028 | 46 | 2024 | 10 | REGULAR | ALL | 0 | Material cost
DEV | MSTR | G11 | DEV-13 | 2.3.11.00 | Concrete Floor (non insulated) (1 - 25000 Area) | Vloer | 1 | 200 | Area | m2 | 1982 | CM-MAI | CM | Corrective Maintenance | MAI | Maintenance | Y1 | 2028 | 46 | 2024 | 10 | REGULAR | ALL | 0 | Material cost
DEV | MSTR | G11 | DEV-14 | 2.7.11.85 |  | Daktrim | 4 | 75 | Length | m1 | 1982 | PM-INS | PM | Preventative Maintenance | INS | Inspections | Y2 | 2028 | 16 | 2024 | 10 | REGULAR | ALL | 0 | Material cost
DEV | MSTR | G11 | DEV-14 | 2.7.11.85 |  | Daktrim | 4 | 75 | Length | m1 | 1982 | CM-MAI | CM | Corrective Maintenance | MAI | Maintenance | Y1 | 2028 | 16 | 2024 | 10 | REGULAR | ALL | 0 | Material cost
DEV | MSTR | G11 | DEV-15 | 2.8.11.05 | Plinth | plinten | 4 | 75 | Length | m1 | 1982 | PM-INS | PM | Preventative Maintenance | INS | Inspections | Y2 | 2028 | 46 | 2024 | 10 | REGULAR | ALL | 0 | Material cost
DEV | MSTR | G11 | DEV-15 | 2.8.11.05 | Plinth | plinten | 4 | 75 | Length | m1 | 1982 | PM-MAI | PM | Preventative Maintenance | MAI | Maintenance | M1 | 2028 | 46 | 2024 | 10 | REGULAR | ALL | 0 | Material cost
DEV | MSTR | G11 | DEV-15 | 2.8.11.05 | Plinth | plinten | 4 | 75 | Length | m1 | 1982 | CM-MAI | CM | Corrective Maintenance | MAI | Maintenance | Y1 | 2028 | 46 | 2024 | 10 | REGULAR | ALL | 0 | Material cost
DEV | abc | def | DEV-16 | 5.1.21.00 | Wallmounted Gas Boiler | Wallmounted Gas Boiler | 1 | 900 | - | kW | 2021 | PM-INS | PM | Preventative Maintenance | INS | Inspections | M1 | 2028 | 7 | 2024 | 10 | REGULAR | ALL | 0 | Material cost
DEV | abc | def | DEV-16 | 5.1.21.00 | Wallmounted Gas Boiler | Wallmounted Gas Boiler | 1 | 900 | - | kW | 2021 | PM-INS | PM | Preventative Maintenance | INS | Inspections | M3 | 2028 | 7 | 2024 | 10 | REGULAR | ALL | 0 | Material cost
DEV | abc | def | DEV-16 | 5.1.21.00 | Wallmounted Gas Boiler | Wallmounted Gas Boiler | 1 | 900 | - | kW | 2021 | PM-INS | PM | Preventative Maintenance | INS | Inspections | Y1 | 2028 | 7 | 2024 | 10 | REGULAR | ALL | 0 | Material cost
DEV | abc | def | DEV-16 | 5.1.21.00 | Wallmounted Gas Boiler | Wallmounted Gas Boiler | 1 | 900 | - | kW | 2021 | CM-MAI | CM | Corrective Maintenance | MAI | Maintenance | Y1 | 2028 | 7 | 2024 | 10 | REGULAR | ALL | 0 | Material cost
DEV | MSTR | G11 | DEV-1 | 5.7.12.15 | Ventilation hood (1 - 100 Area) | Ventilator | 1 | 1 | Area | m2 | 1982 | UC-FMC | UC | User Cost | FMC | Maintenance | W1 | 2029 | 22 | 2024 | 10 | REGULAR | ALL | 0 | Material cost
DEV | MSTR | G11 | DEV-2 | 5.7.31.10 | Roof Extraction Unit (1000 - 150000 Flow rate) | Roof extraction Unit | 1 | 75500 | Flow rate | m3/h | 1982 | PM-INS | PM | Preventative Maintenance | INS | Inspections | M3 | 2029 | 2 | 2024 | 10 | REGULAR | ALL | 0 | Material cost
DEV | MSTR | G11 | DEV-2 | 5.7.31.10 | Roof Extraction Unit (1000 - 150000 Flow rate) | Roof extraction Unit | 1 | 75500 | Flow rate | m3/h | 1982 | PM-MAI | PM | Preventative Maintenance | MAI | Maintenance | Y1 | 2029 | 2 | 2024 | 10 | REGULAR | ALL | 0 | Material cost
DEV | MSTR | G11 | DEV-2 | 5.7.31.10 | Roof Extraction Unit (1000 - 150000 Flow rate) | Roof extraction Unit | 1 | 75500 | Flow rate | m3/h | 1982 | CM-MAI | CM | Corrective Maintenance | MAI | Maintenance | Y1 | 2029 | 2 | 2024 | 10 | REGULAR | ALL | 0 | Material cost
DEV | MSTR | G11 | DEV-3 | 5.1.21.01 | Wallmounted Condensating Gas Boiler (40 - 10000 Power) | CV | 1 | 218 | Power | kW | 1982 | PM-INS | PM | Preventative Maintenance | INS | Inspections | M1 | 2029 | 22 | 2024 | 10 | REGULAR | ALL | 0 | Material cost
DEV | MSTR | G11 | DEV-3 | 5.1.21.01 | Wallmounted Condensating Gas Boiler (40 - 10000 Power) | CV | 1 | 218 | Power | kW | 1982 | PM-INS | PM | Preventative Maintenance | INS | Inspections | Y1 | 2029 | 22 | 2024 | 10 | REGULAR | ALL | 0 | Material cost
DEV | MSTR | G11 | DEV-3 | 5.1.21.01 | Wallmounted Condensating Gas Boiler (40 - 10000 Power) | CV | 1 | 218 | Power | kW | 1982 | PM-MAI | PM | Preventative Maintenance | MAI | Maintenance | M3 | 2029 | 22 | 2024 | 10 | REGULAR | ALL | 0 | Material cost
DEV | MSTR | G11 | DEV-3 | 5.1.21.01 | Wallmounted Condensating Gas Boiler (40 - 10000 Power) | CV | 1 | 218 | Power | kW | 1982 | CM-MAI | CM | Corrective Maintenance | MAI | Maintenance | Y1 | 2029 | 22 | 2024 | 10 | REGULAR | ALL | 0 | Material cost
DEV | MSTR | G11 | DEV-4 | 5.3.20.05 | Sanitary Hot water piping (1 - 100 Length) | Warm water | 1 | 50 | Length | m1 | 1982 | PM-INS | PM | Preventative Maintenance | INS | Inspections | M6 | 2029 | 17 | 2024 | 10 | REGULAR | ALL | 0 | Material cost
DEV | MSTR | G11 | DEV-4 | 5.3.20.05 | Sanitary Hot water piping (1 - 100 Length) | Warm water | 1 | 50 | Length | m1 | 1982 | CM-MAI | CM | Corrective Maintenance | MAI | Maintenance | Y1 | 2029 | 17 | 2024 | 10 | REGULAR | ALL | 0 | Material cost
DEV | MSTR | G11 | DEV-5 | 5.6.10.85 | Buffer Vessel Hot Water Distribution (25 - 10000 Content) | Warmwatervat | 1 | 1200 | Content | L | 1982 | PM-INS | PM | Preventative Maintenance | INS | Inspections | M3 | 2029 | 7 | 2024 | 10 | REGULAR | ALL | 0 | Material cost
DEV | MSTR | G11 | DEV-5 | 5.6.10.85 | Buffer Vessel Hot Water Distribution (25 - 10000 Content) | Warmwatervat | 1 | 1200 | Content | L | 1982 | PM-MAI | PM | Preventative Maintenance | MAI | Maintenance | Y1 | 2029 | 7 | 2024 | 10 | REGULAR | ALL | 0 | Material cost
DEV | MSTR | G11 | DEV-5 | 5.6.10.85 | Buffer Vessel Hot Water Distribution (25 - 10000 Content) | Warmwatervat | 1 | 1200 | Content | L | 1982 | CM-MAI | CM | Corrective Maintenance | MAI | Maintenance | Y1 | 2029 | 7 | 2024 | 10 | REGULAR | ALL | 0 | Material cost
DEV | MSTR | G11 | DEV-6 | 5.1.22.01 | Wallmounted Condensating Boiler (40 - 10000 Power) | CV2 | 1 | 15 | Power | kW | 1982 | PM-INS | PM | Preventative Maintenance | INS | Inspections | M1 | 2029 | 22 | 2024 | 10 | REGULAR | ALL | 0 | Material cost
DEV | MSTR | G11 | DEV-6 | 5.1.22.01 | Wallmounted Condensating Boiler (40 - 10000 Power) | CV2 | 1 | 15 | Power | kW | 1982 | PM-INS | PM | Preventative Maintenance | INS | Inspections | M6 | 2029 | 22 | 2024 | 10 | REGULAR | ALL | 0 | Material cost
DEV | MSTR | G11 | DEV-6 | 5.1.22.01 | Wallmounted Condensating Boiler (40 - 10000 Power) | CV2 | 1 | 15 | Power | kW | 1982 | PM-INS | PM | Preventative Maintenance | INS | Inspections | Y1 | 2029 | 22 | 2024 | 10 | REGULAR | ALL | 0 | Material cost
DEV | MSTR | G11 | DEV-6 | 5.1.22.01 | Wallmounted Condensating Boiler (40 - 10000 Power) | CV2 | 1 | 15 | Power | kW | 1982 | PM-MAI | PM | Preventative Maintenance | MAI | Maintenance | M6 | 2029 | 22 | 2024 | 10 | REGULAR | ALL | 0 | Material cost
DEV | MSTR | G11 | DEV-6 | 5.1.22.01 | Wallmounted Condensating Boiler (40 - 10000 Power) | CV2 | 1 | 15 | Power | kW | 1982 | PM-MAI | PM | Preventative Maintenance | MAI | Maintenance | Y1 | 2029 | 22 | 2024 | 10 | REGULAR | ALL | 0 | Material cost
DEV | MSTR | G11 | DEV-6 | 5.1.22.01 | Wallmounted Condensating Boiler (40 - 10000 Power) | CV2 | 1 | 15 | Power | kW | 1982 | CM-MAI | CM | Corrective Maintenance | MAI | Maintenance | Y1 | 2029 | 22 | 2024 | 10 | REGULAR | ALL | 0 | Material cost
DEV | MSTR | G11 | DEV-7 | 5.1.22.01 | Wallmounted Condensating Boiler (40 - 10000 Power) | CV3 | 1 | 62 | Power | kW | 1982 | PM-INS | PM | Preventative Maintenance | INS | Inspections | M1 | 2029 | 22 | 2024 | 10 | REGULAR | ALL | 0 | Material cost
DEV | MSTR | G11 | DEV-7 | 5.1.22.01 | Wallmounted Condensating Boiler (40 - 10000 Power) | CV3 | 1 | 62 | Power | kW | 1982 | PM-INS | PM | Preventative Maintenance | INS | Inspections | M6 | 2029 | 22 | 2024 | 10 | REGULAR | ALL | 0 | Material cost
DEV | MSTR | G11 | DEV-7 | 5.1.22.01 | Wallmounted Condensating Boiler (40 - 10000 Power) | CV3 | 1 | 62 | Power | kW | 1982 | PM-INS | PM | Preventative Maintenance | INS | Inspections | Y1 | 2029 | 22 | 2024 | 10 | REGULAR | ALL | 0 | Material cost
DEV | MSTR | G11 | DEV-7 | 5.1.22.01 | Wallmounted Condensating Boiler (40 - 10000 Power) | CV3 | 1 | 62 | Power | kW | 1982 | PM-MAI | PM | Preventative Maintenance | MAI | Maintenance | M6 | 2029 | 22 | 2024 | 10 | REGULAR | ALL | 0 | Material cost
DEV | MSTR | G11 | DEV-7 | 5.1.22.01 | Wallmounted Condensating Boiler (40 - 10000 Power) | CV3 | 1 | 62 | Power | kW | 1982 | PM-MAI | PM | Preventative Maintenance | MAI | Maintenance | Y1 | 2029 | 22 | 2024 | 10 | REGULAR | ALL | 0 | Material cost
DEV | MSTR | G11 | DEV-7 | 5.1.22.01 | Wallmounted Condensating Boiler (40 - 10000 Power) | CV3 | 1 | 62 | Power | kW | 1982 | CM-MAI | CM | Corrective Maintenance | MAI | Maintenance | Y1 | 2029 | 22 | 2024 | 10 | REGULAR | ALL | 0 | Material cost
DEV | MSTR | G11 | DEV-8 | 6.3.41.44 | LED-Spot (GU10 - 230V) (1 - 100 Amount) | Verlichting | 60 | 1 | Amount | # of devices | 1982 | PM-INS | PM | Preventative Maintenance | INS | Inspections | M3 | 2029 | 17 | 2024 | 10 | REGULAR | ALL | 0 | Material cost
DEV | MSTR | G11 | DEV-8 | 6.3.41.44 | LED-Spot (GU10 - 230V) (1 - 100 Amount) | Verlichting | 60 | 1 | Amount | # of devices | 1982 | PM-INS | PM | Preventative Maintenance | INS | Inspections | Y1 | 2029 | 17 | 2024 | 10 | REGULAR | ALL | 0 | Material cost
DEV | MSTR | G11 | DEV-8 | 6.3.41.44 | LED-Spot (GU10 - 230V) (1 - 100 Amount) | Verlichting | 60 | 1 | Amount | # of devices | 1982 | PM-MAI | PM | Preventative Maintenance | MAI | Maintenance | Y1 | 2029 | 17 | 2024 | 10 | REGULAR | ALL | 0 | Material cost
DEV | MSTR | G11 | DEV-8 | 6.3.41.44 | LED-Spot (GU10 - 230V) (1 - 100 Amount) | Verlichting | 60 | 1 | Amount | # of devices | 1982 | CM-MAI | CM | Corrective Maintenance | MAI | Maintenance | Y1 | 2029 | 17 | 2024 | 10 | REGULAR | ALL | 0 | Material cost
DEV | MSTR | G11 | DEV-9 | 9.0.34.10 | Manual Roller Gate (1 - 500 Area) | Gate | 1 | 15 | Area | m2 | 1982 | PM-INS | PM | Preventative Maintenance | INS | Inspections | M1 | 2029 | 17 | 2024 | 10 | REGULAR | ALL | 0 | Material cost
DEV | MSTR | G11 | DEV-9 | 9.0.34.10 | Manual Roller Gate (1 - 500 Area) | Gate | 1 | 15 | Area | m2 | 1982 | PM-INS | PM | Preventative Maintenance | INS | Inspections | Y1 | 2029 | 17 | 2024 | 10 | REGULAR | ALL | 0 | Material cost
DEV | MSTR | G11 | DEV-9 | 9.0.34.10 | Manual Roller Gate (1 - 500 Area) | Gate | 1 | 15 | Area | m2 | 1982 | PM-MAI | PM | Preventative Maintenance | MAI | Maintenance | M3 | 2029 | 17 | 2024 | 10 | REGULAR | ALL | 0 | Material cost
DEV | MSTR | G11 | DEV-9 | 9.0.34.10 | Manual Roller Gate (1 - 500 Area) | Gate | 1 | 15 | Area | m2 | 1982 | CM-MAI | CM | Corrective Maintenance | MAI | Maintenance | Y1 | 2029 | 17 | 2024 | 10 | REGULAR | ALL | 0 | Material cost
DEV | MSTR | G11 | DEV-10 | 3.1.31.00 | Manual Swing Doors General (1 - 120 Area) | Zwaaideuren | 2 | 2 | Area | m2 | 1982 | PM-INS | PM | Preventative Maintenance | INS | Inspections | M1 | 2029 | 11 | 2024 | 10 | REGULAR | ALL | 0 | Material cost
DEV | MSTR | G11 | DEV-10 | 3.1.31.00 | Manual Swing Doors General (1 - 120 Area) | Zwaaideuren | 2 | 2 | Area | m2 | 1982 | PM-INS | PM | Preventative Maintenance | INS | Inspections | W2 | 2029 | 11 | 2024 | 10 | REGULAR | ALL | 0 | Material cost
DEV | MSTR | G11 | DEV-10 | 3.1.31.00 | Manual Swing Doors General (1 - 120 Area) | Zwaaideuren | 2 | 2 | Area | m2 | 1982 | PM-MAI | PM | Preventative Maintenance | MAI | Maintenance | Y1 | 2029 | 11 | 2024 | 10 | REGULAR | ALL | 0 | Material cost
DEV | MSTR | G11 | DEV-10 | 3.1.31.00 | Manual Swing Doors General (1 - 120 Area) | Zwaaideuren | 2 | 2 | Area | m2 | 1982 | CM-MAI | CM | Corrective Maintenance | MAI | Maintenance | Y1 | 2029 | 11 | 2024 | 10 | REGULAR | ALL | 0 | Material cost
DEV | MSTR | G11 | DEV-11 | 2.1.12.01 | Cavity Walls (not insulated) (1 - 100000 Area) | Buitenmuren | 4 | 200 | Area | m2 | 1982 | PM-INS | PM | Preventative Maintenance | INS | Inspections | Y1 | 2029 | 47 | 2024 | 10 | REGULAR | ALL | 0 | Material cost
DEV | MSTR | G11 | DEV-11 | 2.1.12.01 | Cavity Walls (not insulated) (1 - 100000 Area) | Buitenmuren | 4 | 200 | Area | m2 | 1982 | PM-MAI | PM | Preventative Maintenance | MAI | Maintenance | M6 | 2029 | 47 | 2024 | 10 | REGULAR | ALL | 0 | Material cost
DEV | MSTR | G11 | DEV-11 | 2.1.12.01 | Cavity Walls (not insulated) (1 - 100000 Area) | Buitenmuren | 4 | 200 | Area | m2 | 1982 | CM-MAI | CM | Corrective Maintenance | MAI | Maintenance | Y1 | 2029 | 47 | 2024 | 10 | REGULAR | ALL | 0 | Material cost
DEV | MSTR | G11 | DEV-13 | 2.3.11.00 | Concrete Floor (non insulated) (1 - 25000 Area) | Vloer | 1 | 200 | Area | m2 | 1982 | PM-INS | PM | Preventative Maintenance | INS | Inspections | M1 | 2029 | 47 | 2024 | 10 | REGULAR | ALL | 0 | Material cost
DEV | MSTR | G11 | DEV-13 | 2.3.11.00 | Concrete Floor (non insulated) (1 - 25000 Area) | Vloer | 1 | 200 | Area | m2 | 1982 | PM-MAI | PM | Preventative Maintenance | MAI | Maintenance | Y1 | 2029 | 47 | 2024 | 10 | REGULAR | ALL | 0 | Material cost
DEV | MSTR | G11 | DEV-13 | 2.3.11.00 | Concrete Floor (non insulated) (1 - 25000 Area) | Vloer | 1 | 200 | Area | m2 | 1982 | UC-FMC | UC | User Cost | FMC | Maintenance | W1 | 2029 | 47 | 2024 | 10 | REGULAR | ALL | 0 | Material cost
DEV | MSTR | G11 | DEV-13 | 2.3.11.00 | Concrete Floor (non insulated) (1 - 25000 Area) | Vloer | 1 | 200 | Area | m2 | 1982 | CM-MAI | CM | Corrective Maintenance | MAI | Maintenance | Y1 | 2029 | 47 | 2024 | 10 | REGULAR | ALL | 0 | Material cost
DEV | MSTR | G11 | DEV-15 | 2.8.11.05 | Plinth | plinten | 4 | 75 | Length | m1 | 1982 | PM-MAI | PM | Preventative Maintenance | MAI | Maintenance | M1 | 2029 | 47 | 2024 | 10 | REGULAR | ALL | 0 | Material cost
DEV | MSTR | G11 | DEV-15 | 2.8.11.05 | Plinth | plinten | 4 | 75 | Length | m1 | 1982 | CM-MAI | CM | Corrective Maintenance | MAI | Maintenance | Y1 | 2029 | 47 | 2024 | 10 | REGULAR | ALL | 0 | Material cost
DEV | abc | def | DEV-16 | 5.1.21.00 | Wallmounted Gas Boiler | Wallmounted Gas Boiler | 1 | 900 | - | kW | 2021 | PM-INS | PM | Preventative Maintenance | INS | Inspections | M1 | 2029 | 8 | 2024 | 10 | REGULAR | ALL | 0 | Material cost
DEV | abc | def | DEV-16 | 5.1.21.00 | Wallmounted Gas Boiler | Wallmounted Gas Boiler | 1 | 900 | - | kW | 2021 | PM-INS | PM | Preventative Maintenance | INS | Inspections | M3 | 2029 | 8 | 2024 | 10 | REGULAR | ALL | 0 | Material cost
DEV | abc | def | DEV-16 | 5.1.21.00 | Wallmounted Gas Boiler | Wallmounted Gas Boiler | 1 | 900 | - | kW | 2021 | PM-INS | PM | Preventative Maintenance | INS | Inspections | Y1 | 2029 | 8 | 2024 | 10 | REGULAR | ALL | 0 | Material cost
DEV | abc | def | DEV-16 | 5.1.21.00 | Wallmounted Gas Boiler | Wallmounted Gas Boiler | 1 | 900 | - | kW | 2021 | PM-MAI | PM | Preventative Maintenance | MAI | Maintenance | Y2 | 2029 | 8 | 2024 | 10 | REGULAR | ALL | 0 | Material cost
DEV | abc | def | DEV-16 | 5.1.21.00 | Wallmounted Gas Boiler | Wallmounted Gas Boiler | 1 | 900 | - | kW | 2021 | CM-MAI | CM | Corrective Maintenance | MAI | Maintenance | Y1 | 2029 | 8 | 2024 | 10 | REGULAR | ALL | 0 | Material cost
DEV | MSTR | G11 | DEV-7 | 5.1.22.01 | Wallmounted Condensating Boiler (40 - 10000 Power) | CV3 | 1 | 62 | Power | kW | 1982 | PM-INS | PM | Preventative Maintenance | INS | Inspections | Y1 | 2030 | 23 | 2024 | 10 | REGULAR | ALL | 0 | Material cost
DEV | MSTR | G11 | DEV-7 | 5.1.22.01 | Wallmounted Condensating Boiler (40 - 10000 Power) | CV3 | 1 | 62 | Power | kW | 1982 | PM-MAI | PM | Preventative Maintenance | MAI | Maintenance | M6 | 2030 | 23 | 2024 | 10 | REGULAR | ALL | 0 | Material cost
DEV | MSTR | G11 | DEV-7 | 5.1.22.01 | Wallmounted Condensating Boiler (40 - 10000 Power) | CV3 | 1 | 62 | Power | kW | 1982 | PM-MAI | PM | Preventative Maintenance | MAI | Maintenance | Y1 | 2030 | 23 | 2024 | 10 | REGULAR | ALL | 0 | Material cost
DEV | MSTR | G11 | DEV-7 | 5.1.22.01 | Wallmounted Condensating Boiler (40 - 10000 Power) | CV3 | 1 | 62 | Power | kW | 1982 | CM-MAI | CM | Corrective Maintenance | MAI | Maintenance | Y1 | 2030 | 23 | 2024 | 10 | REGULAR | ALL | 0 | Material cost
DEV | MSTR | G11 | DEV-8 | 6.3.41.44 | LED-Spot (GU10 - 230V) (1 - 100 Amount) | Verlichting | 60 | 1 | Amount | # of devices | 1982 | PM-INS | PM | Preventative Maintenance | INS | Inspections | M3 | 2030 | 18 | 2024 | 10 | REGULAR | ALL | 0 | Material cost
DEV | MSTR | G11 | DEV-8 | 6.3.41.44 | LED-Spot (GU10 - 230V) (1 - 100 Amount) | Verlichting | 60 | 1 | Amount | # of devices | 1982 | PM-INS | PM | Preventative Maintenance | INS | Inspections | Y1 | 2030 | 18 | 2024 | 10 | REGULAR | ALL | 0 | Material cost
DEV | MSTR | G11 | DEV-8 | 6.3.41.44 | LED-Spot (GU10 - 230V) (1 - 100 Amount) | Verlichting | 60 | 1 | Amount | # of devices | 1982 | PM-MAI | PM | Preventative Maintenance | MAI | Maintenance | Y1 | 2030 | 18 | 2024 | 10 | REGULAR | ALL | 0 | Material cost
DEV | MSTR | G11 | DEV-8 | 6.3.41.44 | LED-Spot (GU10 - 230V) (1 - 100 Amount) | Verlichting | 60 | 1 | Amount | # of devices | 1982 | PM-MAI | PM | Preventative Maintenance | MAI | Maintenance | Y2 | 2030 | 18 | 2024 | 10 | REGULAR | ALL | 0 | Material cost
DEV | MSTR | G11 | DEV-8 | 6.3.41.44 | LED-Spot (GU10 - 230V) (1 - 100 Amount) | Verlichting | 60 | 1 | Amount | # of devices | 1982 | CM-MAI | CM | Corrective Maintenance | MAI | Maintenance | Y1 | 2030 | 18 | 2024 | 10 | REGULAR | ALL | 0 | Material cost
DEV | MSTR | G11 | DEV-9 | 9.0.34.10 | Manual Roller Gate (1 - 500 Area) | Gate | 1 | 15 | Area | m2 | 1982 | PM-INS | PM | Preventative Maintenance | INS | Inspections | M1 | 2030 | 18 | 2024 | 10 | REGULAR | ALL | 0 | Material cost
DEV | MSTR | G11 | DEV-9 | 9.0.34.10 | Manual Roller Gate (1 - 500 Area) | Gate | 1 | 15 | Area | m2 | 1982 | PM-INS | PM | Preventative Maintenance | INS | Inspections | Y1 | 2030 | 18 | 2024 | 10 | REGULAR | ALL | 0 | Material cost
DEV | MSTR | G11 | DEV-9 | 9.0.34.10 | Manual Roller Gate (1 - 500 Area) | Gate | 1 | 15 | Area | m2 | 1982 | PM-MAI | PM | Preventative Maintenance | MAI | Maintenance | M3 | 2030 | 18 | 2024 | 10 | REGULAR | ALL | 0 | Material cost
DEV | MSTR | G11 | DEV-9 | 9.0.34.10 | Manual Roller Gate (1 - 500 Area) | Gate | 1 | 15 | Area | m2 | 1982 | CM-MAI | CM | Corrective Maintenance | MAI | Maintenance | Y1 | 2030 | 18 | 2024 | 10 | REGULAR | ALL | 0 | Material cost
DEV | MSTR | G11 | DEV-10 | 3.1.31.00 | Manual Swing Doors General (1 - 120 Area) | Zwaaideuren | 2 | 2 | Area | m2 | 1982 | PM-INS | PM | Preventative Maintenance | INS | Inspections | M1 | 2030 | 12 | 2024 | 10 | REGULAR | ALL | 0 | Material cost
DEV | MSTR | G11 | DEV-10 | 3.1.31.00 | Manual Swing Doors General (1 - 120 Area) | Zwaaideuren | 2 | 2 | Area | m2 | 1982 | PM-INS | PM | Preventative Maintenance | INS | Inspections | W2 | 2030 | 12 | 2024 | 10 | REGULAR | ALL | 0 | Material cost
DEV | MSTR | G11 | DEV-10 | 3.1.31.00 | Manual Swing Doors General (1 - 120 Area) | Zwaaideuren | 2 | 2 | Area | m2 | 1982 | PM-MAI | PM | Preventative Maintenance | MAI | Maintenance | Y1 | 2030 | 12 | 2024 | 10 | REGULAR | ALL | 0 | Material cost
DEV | MSTR | G11 | DEV-10 | 3.1.31.00 | Manual Swing Doors General (1 - 120 Area) | Zwaaideuren | 2 | 2 | Area | m2 | 1982 | PM-MAI | PM | Preventative Maintenance | MAI | Maintenance | Y2 | 2030 | 12 | 2024 | 10 | REGULAR | ALL | 0 | Material cost
DEV | MSTR | G11 | DEV-10 | 3.1.31.00 | Manual Swing Doors General (1 - 120 Area) | Zwaaideuren | 2 | 2 | Area | m2 | 1982 | CM-MAI | CM | Corrective Maintenance | MAI | Maintenance | Y1 | 2030 | 12 | 2024 | 10 | REGULAR | ALL | 0 | Material cost
DEV | MSTR | G11 | DEV-11 | 2.1.12.01 | Cavity Walls (not insulated) (1 - 100000 Area) | Buitenmuren | 4 | 200 | Area | m2 | 1982 | PM-INS | PM | Preventative Maintenance | INS | Inspections | Y1 | 2030 | 48 | 2024 | 10 | REGULAR | ALL | 0 | Material cost
DEV | MSTR | G11 | DEV-11 | 2.1.12.01 | Cavity Walls (not insulated) (1 - 100000 Area) | Buitenmuren | 4 | 200 | Area | m2 | 1982 | PM-MAI | PM | Preventative Maintenance | MAI | Maintenance | M6 | 2030 | 48 | 2024 | 10 | REGULAR | ALL | 0 | Material cost
DEV | MSTR | G11 | DEV-11 | 2.1.12.01 | Cavity Walls (not insulated) (1 - 100000 Area) | Buitenmuren | 4 | 200 | Area | m2 | 1982 | CM-MAI | CM | Corrective Maintenance | MAI | Maintenance | Y1 | 2030 | 48 | 2024 | 10 | REGULAR | ALL | 0 | Material cost
DEV | MSTR | G11 | DEV-13 | 2.3.11.00 | Concrete Floor (non insulated) (1 - 25000 Area) | Vloer | 1 | 200 | Area | m2 | 1982 | PM-INS | PM | Preventative Maintenance | INS | Inspections | M1 | 2030 | 48 | 2024 | 10 | REGULAR | ALL | 0 | Material cost
DEV | MSTR | G11 | DEV-13 | 2.3.11.00 | Concrete Floor (non insulated) (1 - 25000 Area) | Vloer | 1 | 200 | Area | m2 | 1982 | PM-MAI | PM | Preventative Maintenance | MAI | Maintenance | Y1 | 2030 | 48 | 2024 | 10 | REGULAR | ALL | 0 | Material cost
DEV | MSTR | G11 | DEV-13 | 2.3.11.00 | Concrete Floor (non insulated) (1 - 25000 Area) | Vloer | 1 | 200 | Area | m2 | 1982 | PM-MAI | PM | Preventative Maintenance | MAI | Maintenance | Y2 | 2030 | 48 | 2024 | 10 | REGULAR | ALL | 0 | Material cost
DEV | MSTR | G11 | DEV-13 | 2.3.11.00 | Concrete Floor (non insulated) (1 - 25000 Area) | Vloer | 1 | 200 | Area | m2 | 1982 | UC-FMC | UC | User Cost | FMC | Maintenance | W1 | 2030 | 48 | 2024 | 10 | REGULAR | ALL | 0 | Material cost
DEV | MSTR | G11 | DEV-13 | 2.3.11.00 | Concrete Floor (non insulated) (1 - 25000 Area) | Vloer | 1 | 200 | Area | m2 | 1982 | CM-MAI | CM | Corrective Maintenance | MAI | Maintenance | Y1 | 2030 | 48 | 2024 | 10 | REGULAR | ALL | 0 | Material cost
DEV | MSTR | G11 | DEV-14 | 2.7.11.85 |  | Daktrim | 4 | 75 | Length | m1 | 1982 | PM-INS | PM | Preventative Maintenance | INS | Inspections | Y2 | 2030 | 18 | 2024 | 10 | REGULAR | ALL | 0 | Material cost
DEV | MSTR | G11 | DEV-14 | 2.7.11.85 |  | Daktrim | 4 | 75 | Length | m1 | 1982 | CM-MAI | CM | Corrective Maintenance | MAI | Maintenance | Y1 | 2030 | 18 | 2024 | 10 | REGULAR | ALL | 0 | Material cost
DEV | MSTR | G11 | DEV-15 | 2.8.11.05 | Plinth | plinten | 4 | 75 | Length | m1 | 1982 | PM-INS | PM | Preventative Maintenance | INS | Inspections | Y2 | 2030 | 48 | 2024 | 10 | REGULAR | ALL | 0 | Material cost
DEV | MSTR | G11 | DEV-15 | 2.8.11.05 | Plinth | plinten | 4 | 75 | Length | m1 | 1982 | PM-MAI | PM | Preventative Maintenance | MAI | Maintenance | M1 | 2030 | 48 | 2024 | 10 | REGULAR | ALL | 0 | Material cost
DEV | MSTR | G11 | DEV-15 | 2.8.11.05 | Plinth | plinten | 4 | 75 | Length | m1 | 1982 | CM-MAI | CM | Corrective Maintenance | MAI | Maintenance | Y1 | 2030 | 48 | 2024 | 10 | REGULAR | ALL | 0 | Material cost
DEV | abc | def | DEV-16 | 5.1.21.00 | Wallmounted Gas Boiler | Wallmounted Gas Boiler | 1 | 900 | - | kW | 2021 | PM-INS | PM | Preventative Maintenance | INS | Inspections | M1 | 2030 | 9 | 2024 | 10 | REGULAR | ALL | 0 | Material cost
DEV | abc | def | DEV-16 | 5.1.21.00 | Wallmounted Gas Boiler | Wallmounted Gas Boiler | 1 | 900 | - | kW | 2021 | PM-INS | PM | Preventative Maintenance | INS | Inspections | M3 | 2030 | 9 | 2024 | 10 | REGULAR | ALL | 0 | Material cost
DEV | abc | def | DEV-16 | 5.1.21.00 | Wallmounted Gas Boiler | Wallmounted Gas Boiler | 1 | 900 | - | kW | 2021 | PM-INS | PM | Preventative Maintenance | INS | Inspections | Y1 | 2030 | 9 | 2024 | 10 | REGULAR | ALL | 0 | Material cost
DEV | abc | def | DEV-16 | 5.1.21.00 | Wallmounted Gas Boiler | Wallmounted Gas Boiler | 1 | 900 | - | kW | 2021 | CM-MAI | CM | Corrective Maintenance | MAI | Maintenance | Y1 | 2030 | 9 | 2024 | 10 | REGULAR | ALL | 0 | Material cost
DEV | MSTR | G11 | DEV-1 | 5.7.12.15 | Ventilation hood (1 - 100 Area) | Ventilator | 1 | 1 | Area | m2 | 1982 | UC-FMC | UC | User Cost | FMC | Maintenance | W1 | 2030 | 23 | 2024 | 10 | REGULAR | ALL | 0 | Material cost
DEV | MSTR | G11 | DEV-2 | 5.7.31.10 | Roof Extraction Unit (1000 - 150000 Flow rate) | Roof extraction Unit | 1 | 75500 | Flow rate | m3/h | 1982 | PM-INS | PM | Preventative Maintenance | INS | Inspections | M3 | 2030 | 3 | 2024 | 10 | REGULAR | ALL | 0 | Material cost
DEV | MSTR | G11 | DEV-2 | 5.7.31.10 | Roof Extraction Unit (1000 - 150000 Flow rate) | Roof extraction Unit | 1 | 75500 | Flow rate | m3/h | 1982 | PM-MAI | PM | Preventative Maintenance | MAI | Maintenance | Y1 | 2030 | 3 | 2024 | 10 | REGULAR | ALL | 0 | Material cost
DEV | MSTR | G11 | DEV-2 | 5.7.31.10 | Roof Extraction Unit (1000 - 150000 Flow rate) | Roof extraction Unit | 1 | 75500 | Flow rate | m3/h | 1982 | PM-MAI | PM | Preventative Maintenance | MAI | Maintenance | Y2 | 2030 | 3 | 2024 | 10 | REGULAR | ALL | 0 | Material cost
DEV | MSTR | G11 | DEV-2 | 5.7.31.10 | Roof Extraction Unit (1000 - 150000 Flow rate) | Roof extraction Unit | 1 | 75500 | Flow rate | m3/h | 1982 | CM-MAI | CM | Corrective Maintenance | MAI | Maintenance | Y1 | 2030 | 3 | 2024 | 10 | REGULAR | ALL | 0 | Material cost
DEV | MSTR | G11 | DEV-3 | 5.1.21.01 | Wallmounted Condensating Gas Boiler (40 - 10000 Power) | CV | 1 | 218 | Power | kW | 1982 | PM-INS | PM | Preventative Maintenance | INS | Inspections | M1 | 2030 | 23 | 2024 | 10 | REGULAR | ALL | 0 | Material cost
DEV | MSTR | G11 | DEV-3 | 5.1.21.01 | Wallmounted Condensating Gas Boiler (40 - 10000 Power) | CV | 1 | 218 | Power | kW | 1982 | PM-INS | PM | Preventative Maintenance | INS | Inspections | Y1 | 2030 | 23 | 2024 | 10 | REGULAR | ALL | 0 | Material cost
DEV | MSTR | G11 | DEV-3 | 5.1.21.01 | Wallmounted Condensating Gas Boiler (40 - 10000 Power) | CV | 1 | 218 | Power | kW | 1982 | PM-MAI | PM | Preventative Maintenance | MAI | Maintenance | M3 | 2030 | 23 | 2024 | 10 | REGULAR | ALL | 0 | Material cost
DEV | MSTR | G11 | DEV-3 | 5.1.21.01 | Wallmounted Condensating Gas Boiler (40 - 10000 Power) | CV | 1 | 218 | Power | kW | 1982 | PM-MAI | PM | Preventative Maintenance | MAI | Maintenance | Y2 | 2030 | 23 | 2024 | 10 | REGULAR | ALL | 0 | Material cost
DEV | MSTR | G11 | DEV-3 | 5.1.21.01 | Wallmounted Condensating Gas Boiler (40 - 10000 Power) | CV | 1 | 218 | Power | kW | 1982 | CM-MAI | CM | Corrective Maintenance | MAI | Maintenance | Y1 | 2030 | 23 | 2024 | 10 | REGULAR | ALL | 0 | Material cost
DEV | MSTR | G11 | DEV-4 | 5.3.20.05 | Sanitary Hot water piping (1 - 100 Length) | Warm water | 1 | 50 | Length | m1 | 1982 | PM-INS | PM | Preventative Maintenance | INS | Inspections | M6 | 2030 | 18 | 2024 | 10 | REGULAR | ALL | 0 | Material cost
DEV | MSTR | G11 | DEV-4 | 5.3.20.05 | Sanitary Hot water piping (1 - 100 Length) | Warm water | 1 | 50 | Length | m1 | 1982 | CM-MAI | CM | Corrective Maintenance | MAI | Maintenance | Y1 | 2030 | 18 | 2024 | 10 | REGULAR | ALL | 0 | Material cost
DEV | MSTR | G11 | DEV-5 | 5.6.10.85 | Buffer Vessel Hot Water Distribution (25 - 10000 Content) | Warmwatervat | 1 | 1200 | Content | L | 1982 | LC-EOL | LC | Life Cycle | EOL | End of Life | Y8 | 2030 | 0 | 2024 | 10 | REGULAR | ALL | 6857 | Material cost
DEV | MSTR | G11 | DEV-6 | 5.1.22.01 | Wallmounted Condensating Boiler (40 - 10000 Power) | CV2 | 1 | 15 | Power | kW | 1982 | PM-INS | PM | Preventative Maintenance | INS | Inspections | M1 | 2030 | 23 | 2024 | 10 | REGULAR | ALL | 0 | Material cost
DEV | MSTR | G11 | DEV-6 | 5.1.22.01 | Wallmounted Condensating Boiler (40 - 10000 Power) | CV2 | 1 | 15 | Power | kW | 1982 | PM-INS | PM | Preventative Maintenance | INS | Inspections | M6 | 2030 | 23 | 2024 | 10 | REGULAR | ALL | 0 | Material cost
DEV | MSTR | G11 | DEV-6 | 5.1.22.01 | Wallmounted Condensating Boiler (40 - 10000 Power) | CV2 | 1 | 15 | Power | kW | 1982 | PM-INS | PM | Preventative Maintenance | INS | Inspections | Y1 | 2030 | 23 | 2024 | 10 | REGULAR | ALL | 0 | Material cost
DEV | MSTR | G11 | DEV-6 | 5.1.22.01 | Wallmounted Condensating Boiler (40 - 10000 Power) | CV2 | 1 | 15 | Power | kW | 1982 | PM-MAI | PM | Preventative Maintenance | MAI | Maintenance | M6 | 2030 | 23 | 2024 | 10 | REGULAR | ALL | 0 | Material cost
DEV | MSTR | G11 | DEV-6 | 5.1.22.01 | Wallmounted Condensating Boiler (40 - 10000 Power) | CV2 | 1 | 15 | Power | kW | 1982 | PM-MAI | PM | Preventative Maintenance | MAI | Maintenance | Y1 | 2030 | 23 | 2024 | 10 | REGULAR | ALL | 0 | Material cost
DEV | MSTR | G11 | DEV-6 | 5.1.22.01 | Wallmounted Condensating Boiler (40 - 10000 Power) | CV2 | 1 | 15 | Power | kW | 1982 | CM-MAI | CM | Corrective Maintenance | MAI | Maintenance | Y1 | 2030 | 23 | 2024 | 10 | REGULAR | ALL | 0 | Material cost
DEV | MSTR | G11 | DEV-7 | 5.1.22.01 | Wallmounted Condensating Boiler (40 - 10000 Power) | CV3 | 1 | 62 | Power | kW | 1982 | PM-INS | PM | Preventative Maintenance | INS | Inspections | M1 | 2030 | 23 | 2024 | 10 | REGULAR | ALL | 0 | Material cost
DEV | MSTR | G11 | DEV-7 | 5.1.22.01 | Wallmounted Condensating Boiler (40 - 10000 Power) | CV3 | 1 | 62 | Power | kW | 1982 | PM-INS | PM | Preventative Maintenance | INS | Inspections | M6 | 2030 | 23 | 2024 | 10 | REGULAR | ALL | 0 | Material cost
DEV | MSTR | G11 | DEV-1 | 5.7.12.15 | Ventilation hood (1 - 100 Area) | Ventilator | 1 | 1 | Area | m2 | 1982 | UC-FMC | UC | User Cost | FMC | Inspections | W1 | 2031 | 24 | 2024 | 10 | REGULAR | ALL | 0 | Material cost
DEV | MSTR | G11 | DEV-2 | 5.7.31.10 | Roof Extraction Unit (1000 - 150000 Flow rate) | Roof extraction Unit | 1 | 75500 | Flow rate | m3/h | 1982 | PM-INS | PM | Preventative Maintenance | INS | Inspections | M3 | 2031 | 4 | 2024 | 10 | REGULAR | ALL | 0 | Material cost
DEV | MSTR | G11 | DEV-2 | 5.7.31.10 | Roof Extraction Unit (1000 - 150000 Flow rate) | Roof extraction Unit | 1 | 75500 | Flow rate | m3/h | 1982 | PM-MAI | PM | Preventative Maintenance | MAI | Maintenance | Y1 | 2031 | 4 | 2024 | 10 | REGULAR | ALL | 0 | Material cost
DEV | MSTR | G11 | DEV-2 | 5.7.31.10 | Roof Extraction Unit (1000 - 150000 Flow rate) | Roof extraction Unit | 1 | 75500 | Flow rate | m3/h | 1982 | CM-MAI | CM | Corrective Maintenance | MAI | Maintenance | Y1 | 2031 | 4 | 2024 | 10 | REGULAR | ALL | 0 | Material cost
DEV | MSTR | G11 | DEV-3 | 5.1.21.01 | Wallmounted Condensating Gas Boiler (40 - 10000 Power) | CV | 1 | 218 | Power | kW | 1982 | PM-INS | PM | Preventative Maintenance | INS | Inspections | M1 | 2031 | 24 | 2024 | 10 | REGULAR | ALL | 0 | Material cost
DEV | MSTR | G11 | DEV-3 | 5.1.21.01 | Wallmounted Condensating Gas Boiler (40 - 10000 Power) | CV | 1 | 218 | Power | kW | 1982 | PM-INS | PM | Preventative Maintenance | INS | Inspections | Y1 | 2031 | 24 | 2024 | 10 | REGULAR | ALL | 0 | Material cost
DEV | MSTR | G11 | DEV-3 | 5.1.21.01 | Wallmounted Condensating Gas Boiler (40 - 10000 Power) | CV | 1 | 218 | Power | kW | 1982 | PM-MAI | PM | Preventative Maintenance | MAI | Maintenance | M3 | 2031 | 24 | 2024 | 10 | REGULAR | ALL | 0 | Material cost
DEV | MSTR | G11 | DEV-3 | 5.1.21.01 | Wallmounted Condensating Gas Boiler (40 - 10000 Power) | CV | 1 | 218 | Power | kW | 1982 | CM-MAI | CM | Corrective Maintenance | MAI | Maintenance | Y1 | 2031 | 24 | 2024 | 10 | REGULAR | ALL | 0 | Material cost
DEV | MSTR | G11 | DEV-4 | 5.3.20.05 | Sanitary Hot water piping (1 - 100 Length) | Warm water | 1 | 50 | Length | m1 | 1982 | PM-INS | PM | Preventative Maintenance | INS | Inspections | M6 | 2031 | 19 | 2024 | 10 | REGULAR | ALL | 0 | Material cost
DEV | MSTR | G11 | DEV-4 | 5.3.20.05 | Sanitary Hot water piping (1 - 100 Length) | Warm water | 1 | 50 | Length | m1 | 1982 | CM-MAI | CM | Corrective Maintenance | MAI | Maintenance | Y1 | 2031 | 19 | 2024 | 10 | REGULAR | ALL | 0 | Material cost
DEV | MSTR | G11 | DEV-6 | 5.1.22.01 | Wallmounted Condensating Boiler (40 - 10000 Power) | CV2 | 1 | 15 | Power | kW | 1982 | PM-INS | PM | Preventative Maintenance | INS | Inspections | M1 | 2031 | 24 | 2024 | 10 | REGULAR | ALL | 0 | Material cost
DEV | MSTR | G11 | DEV-6 | 5.1.22.01 | Wallmounted Condensating Boiler (40 - 10000 Power) | CV2 | 1 | 15 | Power | kW | 1982 | PM-INS | PM | Preventative Maintenance | INS | Inspections | M6 | 2031 | 24 | 2024 | 10 | REGULAR | ALL | 0 | Material cost
DEV | MSTR | G11 | DEV-6 | 5.1.22.01 | Wallmounted Condensating Boiler (40 - 10000 Power) | CV2 | 1 | 15 | Power | kW | 1982 | PM-INS | PM | Preventative Maintenance | INS | Inspections | Y1 | 2031 | 24 | 2024 | 10 | REGULAR | ALL | 0 | Material cost
DEV | MSTR | G11 | DEV-6 | 5.1.22.01 | Wallmounted Condensating Boiler (40 - 10000 Power) | CV2 | 1 | 15 | Power | kW | 1982 | PM-MAI | PM | Preventative Maintenance | MAI | Maintenance | M6 | 2031 | 24 | 2024 | 10 | REGULAR | ALL | 0 | Material cost
DEV | MSTR | G11 | DEV-6 | 5.1.22.01 | Wallmounted Condensating Boiler (40 - 10000 Power) | CV2 | 1 | 15 | Power | kW | 1982 | PM-MAI | PM | Preventative Maintenance | MAI | Maintenance | Y1 | 2031 | 24 | 2024 | 10 | REGULAR | ALL | 0 | Material cost
DEV | MSTR | G11 | DEV-6 | 5.1.22.01 | Wallmounted Condensating Boiler (40 - 10000 Power) | CV2 | 1 | 15 | Power | kW | 1982 | CM-MAI | CM | Corrective Maintenance | MAI | Maintenance | Y1 | 2031 | 24 | 2024 | 10 | REGULAR | ALL | 0 | Material cost
DEV | MSTR | G11 | DEV-7 | 5.1.22.01 | Wallmounted Condensating Boiler (40 - 10000 Power) | CV3 | 1 | 62 | Power | kW | 1982 | PM-INS | PM | Preventative Maintenance | INS | Inspections | M1 | 2031 | 24 | 2024 | 10 | REGULAR | ALL | 0 | Material cost
DEV | MSTR | G11 | DEV-7 | 5.1.22.01 | Wallmounted Condensating Boiler (40 - 10000 Power) | CV3 | 1 | 62 | Power | kW | 1982 | PM-INS | PM | Preventative Maintenance | INS | Inspections | M6 | 2031 | 24 | 2024 | 10 | REGULAR | ALL | 0 | Material cost
DEV | MSTR | G11 | DEV-7 | 5.1.22.01 | Wallmounted Condensating Boiler (40 - 10000 Power) | CV3 | 1 | 62 | Power | kW | 1982 | PM-INS | PM | Preventative Maintenance | INS | Inspections | Y1 | 2031 | 24 | 2024 | 10 | REGULAR | ALL | 0 | Material cost
DEV | MSTR | G11 | DEV-7 | 5.1.22.01 | Wallmounted Condensating Boiler (40 - 10000 Power) | CV3 | 1 | 62 | Power | kW | 1982 | PM-MAI | PM | Preventative Maintenance | MAI | Maintenance | M6 | 2031 | 24 | 2024 | 10 | REGULAR | ALL | 0 | Material cost
DEV | MSTR | G11 | DEV-7 | 5.1.22.01 | Wallmounted Condensating Boiler (40 - 10000 Power) | CV3 | 1 | 62 | Power | kW | 1982 | PM-MAI | PM | Preventative Maintenance | MAI | Maintenance | Y1 | 2031 | 24 | 2024 | 10 | REGULAR | ALL | 0 | Material cost
DEV | MSTR | G11 | DEV-7 | 5.1.22.01 | Wallmounted Condensating Boiler (40 - 10000 Power) | CV3 | 1 | 62 | Power | kW | 1982 | CM-MAI | CM | Corrective Maintenance | MAI | Maintenance | Y1 | 2031 | 24 | 2024 | 10 | REGULAR | ALL | 0 | Material cost
DEV | MSTR | G11 | DEV-8 | 6.3.41.44 | LED-Spot (GU10 - 230V) (1 - 100 Amount) | Verlichting | 60 | 1 | Amount | # of devices | 1982 | PM-INS | PM | Preventative Maintenance | INS | Inspections | M3 | 2031 | 19 | 2024 | 10 | REGULAR | ALL | 0 | Material cost
DEV | MSTR | G11 | DEV-8 | 6.3.41.44 | LED-Spot (GU10 - 230V) (1 - 100 Amount) | Verlichting | 60 | 1 | Amount | # of devices | 1982 | PM-INS | PM | Preventative Maintenance | INS | Inspections | Y1 | 2031 | 19 | 2024 | 10 | REGULAR | ALL | 0 | Material cost
DEV | MSTR | G11 | DEV-8 | 6.3.41.44 | LED-Spot (GU10 - 230V) (1 - 100 Amount) | Verlichting | 60 | 1 | Amount | # of devices | 1982 | PM-MAI | PM | Preventative Maintenance | MAI | Maintenance | Y1 | 2031 | 19 | 2024 | 10 | REGULAR | ALL | 0 | Material cost
DEV | MSTR | G11 | DEV-8 | 6.3.41.44 | LED-Spot (GU10 - 230V) (1 - 100 Amount) | Verlichting | 60 | 1 | Amount | # of devices | 1982 | CM-MAI | CM | Corrective Maintenance | MAI | Maintenance | Y1 | 2031 | 19 | 2024 | 10 | REGULAR | ALL | 0 | Material cost
DEV | MSTR | G11 | DEV-9 | 9.0.34.10 | Manual Roller Gate (1 - 500 Area) | Gate | 1 | 15 | Area | m2 | 1982 | PM-INS | PM | Preventative Maintenance | INS | Inspections | M1 | 2031 | 19 | 2024 | 10 | REGULAR | ALL | 0 | Material cost
DEV | MSTR | G11 | DEV-9 | 9.0.34.10 | Manual Roller Gate (1 - 500 Area) | Gate | 1 | 15 | Area | m2 | 1982 | PM-INS | PM | Preventative Maintenance | INS | Inspections | Y1 | 2031 | 19 | 2024 | 10 | REGULAR | ALL | 0 | Material cost
DEV | MSTR | G11 | DEV-9 | 9.0.34.10 | Manual Roller Gate (1 - 500 Area) | Gate | 1 | 15 | Area | m2 | 1982 | PM-MAI | PM | Preventative Maintenance | MAI | Maintenance | M3 | 2031 | 19 | 2024 | 10 | REGULAR | ALL | 0 | Material cost
DEV | MSTR | G11 | DEV-9 | 9.0.34.10 | Manual Roller Gate (1 - 500 Area) | Gate | 1 | 15 | Area | m2 | 1982 | CM-MAI | CM | Corrective Maintenance | MAI | Maintenance | Y1 | 2031 | 19 | 2024 | 10 | REGULAR | ALL | 0 | Material cost
DEV | MSTR | G11 | DEV-10 | 3.1.31.00 | Manual Swing Doors General (1 - 120 Area) | Zwaaideuren | 2 | 2 | Area | m2 | 1982 | PM-INS | PM | Preventative Maintenance | INS | Inspections | M1 | 2031 | 13 | 2024 | 10 | REGULAR | ALL | 0 | Material cost
DEV | MSTR | G11 | DEV-10 | 3.1.31.00 | Manual Swing Doors General (1 - 120 Area) | Zwaaideuren | 2 | 2 | Area | m2 | 1982 | PM-INS | PM | Preventative Maintenance | INS | Inspections | W2 | 2031 | 13 | 2024 | 10 | REGULAR | ALL | 0 | Material cost
DEV | MSTR | G11 | DEV-10 | 3.1.31.00 | Manual Swing Doors General (1 - 120 Area) | Zwaaideuren | 2 | 2 | Area | m2 | 1982 | PM-MAI | PM | Preventative Maintenance | MAI | Maintenance | Y1 | 2031 | 13 | 2024 | 10 | REGULAR | ALL | 0 | Material cost
DEV | MSTR | G11 | DEV-10 | 3.1.31.00 | Manual Swing Doors General (1 - 120 Area) | Zwaaideuren | 2 | 2 | Area | m2 | 1982 | CM-MAI | CM | Corrective Maintenance | MAI | Maintenance | Y1 | 2031 | 13 | 2024 | 10 | REGULAR | ALL | 0 | Material cost
DEV | MSTR | G11 | DEV-11 | 2.1.12.01 | Cavity Walls (not insulated) (1 - 100000 Area) | Buitenmuren | 4 | 200 | Area | m2 | 1982 | PM-INS | PM | Preventative Maintenance | INS | Inspections | Y1 | 2031 | 49 | 2024 | 10 | REGULAR | ALL | 0 | Material cost
DEV | MSTR | G11 | DEV-11 | 2.1.12.01 | Cavity Walls (not insulated) (1 - 100000 Area) | Buitenmuren | 4 | 200 | Area | m2 | 1982 | PM-MAI | PM | Preventative Maintenance | MAI | Maintenance | M6 | 2031 | 49 | 2024 | 10 | REGULAR | ALL | 0 | Material cost
DEV | MSTR | G11 | DEV-11 | 2.1.12.01 | Cavity Walls (not insulated) (1 - 100000 Area) | Buitenmuren | 4 | 200 | Area | m2 | 1982 | CM-MAI | CM | Corrective Maintenance | MAI | Maintenance | Y1 | 2031 | 49 | 2024 | 10 | REGULAR | ALL | 0 | Material cost
DEV | MSTR | G11 | DEV-13 | 2.3.11.00 | Concrete Floor (non insulated) (1 - 25000 Area) | Vloer | 1 | 200 | Area | m2 | 1982 | PM-INS | PM | Preventative Maintenance | INS | Inspections | M1 | 2031 | 49 | 2024 | 10 | REGULAR | ALL | 0 | Material cost
DEV | MSTR | G11 | DEV-13 | 2.3.11.00 | Concrete Floor (non insulated) (1 - 25000 Area) | Vloer | 1 | 200 | Area | m2 | 1982 | PM-MAI | PM | Preventative Maintenance | MAI | Maintenance | Y1 | 2031 | 49 | 2024 | 10 | REGULAR | ALL | 0 | Material cost
DEV | MSTR | G11 | DEV-13 | 2.3.11.00 | Concrete Floor (non insulated) (1 - 25000 Area) | Vloer | 1 | 200 | Area | m2 | 1982 | UC-FMC | UC | User Cost | FMC | Maintenance | W1 | 2031 | 49 | 2024 | 10 | REGULAR | ALL | 0 | Material cost
DEV | MSTR | G11 | DEV-13 | 2.3.11.00 | Concrete Floor (non insulated) (1 - 25000 Area) | Vloer | 1 | 200 | Area | m2 | 1982 | CM-MAI | CM | Corrective Maintenance | MAI | Maintenance | Y1 | 2031 | 49 | 2024 | 10 | REGULAR | ALL | 0 | Material cost
DEV | MSTR | G11 | DEV-15 | 2.8.11.05 | Plinth | plinten | 4 | 75 | Length | m1 | 1982 | PM-MAI | PM | Preventative Maintenance | MAI | Maintenance | M1 | 2031 | 49 | 2024 | 10 | REGULAR | ALL | 0 | Material cost
DEV | MSTR | G11 | DEV-15 | 2.8.11.05 | Plinth | plinten | 4 | 75 | Length | m1 | 1982 | CM-MAI | CM | Corrective Maintenance | MAI | Maintenance | Y1 | 2031 | 49 | 2024 | 10 | REGULAR | ALL | 0 | Material cost
DEV | abc | def | DEV-16 | 5.1.21.00 | Wallmounted Gas Boiler | Wallmounted Gas Boiler | 1 | 900 | - | kW | 2021 | PM-INS | PM | Preventative Maintenance | INS | Inspections | M1 | 2031 | 10 | 2024 | 10 | REGULAR | ALL | 0 | Material cost
DEV | abc | def | DEV-16 | 5.1.21.00 | Wallmounted Gas Boiler | Wallmounted Gas Boiler | 1 | 900 | - | kW | 2021 | PM-INS | PM | Preventative Maintenance | INS | Inspections | M3 | 2031 | 10 | 2024 | 10 | REGULAR | ALL | 0 | Material cost
DEV | abc | def | DEV-16 | 5.1.21.00 | Wallmounted Gas Boiler | Wallmounted Gas Boiler | 1 | 900 | - | kW | 2021 | PM-INS | PM | Preventative Maintenance | INS | Inspections | Y1 | 2031 | 10 | 2024 | 10 | REGULAR | ALL | 0 | Material cost
DEV | abc | def | DEV-16 | 5.1.21.00 | Wallmounted Gas Boiler | Wallmounted Gas Boiler | 1 | 900 | - | kW | 2021 | PM-MAI | PM | Preventative Maintenance | MAI | Maintenance | Y2 | 2031 | 10 | 2024 | 10 | REGULAR | ALL | 0 | Material cost
DEV | abc | def | DEV-16 | 5.1.21.00 | Wallmounted Gas Boiler | Wallmounted Gas Boiler | 1 | 900 | - | kW | 2021 | CM-MAI | CM | Corrective Maintenance | MAI | Maintenance | Y1 | 2031 | 10 | 2024 | 10 | REGULAR | ALL | 0 | Material cost
DEV | MSTR | G11 | DEV-1 | 5.7.12.15 | Ventilation hood (1 - 100 Area) | Ventilator | 1 | 1 | Area | m2 | 1982 | LC-EOL | LC | Life Cycle | EOL | End of Life | Y25 | 2032 | 0 | 2024 | 10 | REGULAR | ALL | 1300 | Material cost
DEV | MSTR | G11 | DEV-1 | 5.7.12.15 | Ventilation hood (1 - 100 Area) | Ventilator | 1 | 1 | Area | m2 | 1982 | UC-FMC | UC | User Cost | FMC | End of Life | W1 | 2032 | 0 | 2024 | 10 | REGULAR | ALL | 0 | Material cost
DEV | MSTR | G11 | DEV-2 | 5.7.31.10 | Roof Extraction Unit (1000 - 150000 Flow rate) | Roof extraction Unit | 1 | 75500 | Flow rate | m3/h | 1982 | PM-INS | PM | Preventative Maintenance | INS | Inspections | M3 | 2032 | 5 | 2024 | 10 | REGULAR | ALL | 0 | Material cost
DEV | MSTR | G11 | DEV-2 | 5.7.31.10 | Roof Extraction Unit (1000 - 150000 Flow rate) | Roof extraction Unit | 1 | 75500 | Flow rate | m3/h | 1982 | PM-MAI | PM | Preventative Maintenance | MAI | Maintenance | Y1 | 2032 | 5 | 2024 | 10 | REGULAR | ALL | 0 | Material cost
DEV | MSTR | G11 | DEV-2 | 5.7.31.10 | Roof Extraction Unit (1000 - 150000 Flow rate) | Roof extraction Unit | 1 | 75500 | Flow rate | m3/h | 1982 | PM-MAI | PM | Preventative Maintenance | MAI | Maintenance | Y2 | 2032 | 5 | 2024 | 10 | REGULAR | ALL | 0 | Material cost
DEV | MSTR | G11 | DEV-2 | 5.7.31.10 | Roof Extraction Unit (1000 - 150000 Flow rate) | Roof extraction Unit | 1 | 75500 | Flow rate | m3/h | 1982 | CM-MAI | CM | Corrective Maintenance | MAI | Maintenance | Y1 | 2032 | 5 | 2024 | 10 | REGULAR | ALL | 0 | Material cost
DEV | MSTR | G11 | DEV-3 | 5.1.21.01 | Wallmounted Condensating Gas Boiler (40 - 10000 Power) | CV | 1 | 218 | Power | kW | 1982 | LC-EOL | LC | Life Cycle | EOL | End of Life | Y25 | 2032 | 0 | 2024 | 10 | REGULAR | ALL | 5920 | Material cost
DEV | MSTR | G11 | DEV-4 | 5.3.20.05 | Sanitary Hot water piping (1 - 100 Length) | Warm water | 1 | 50 | Length | m1 | 1982 | PM-INS | PM | Preventative Maintenance | INS | Inspections | M6 | 2032 | 20 | 2024 | 10 | REGULAR | ALL | 0 | Material cost
DEV | MSTR | G11 | DEV-4 | 5.3.20.05 | Sanitary Hot water piping (1 - 100 Length) | Warm water | 1 | 50 | Length | m1 | 1982 | CM-MAI | CM | Corrective Maintenance | MAI | Maintenance | Y1 | 2032 | 20 | 2024 | 10 | REGULAR | ALL | 0 | Material cost
DEV | MSTR | G11 | DEV-5 | 5.6.10.85 | Buffer Vessel Hot Water Distribution (25 - 10000 Content) | Warmwatervat | 1 | 1200 | Content | L | 1982 | PM-INS | PM | Preventative Maintenance | INS | Inspections | M3 | 2032 | 2 | 2024 | 10 | REGULAR | ALL | 0 | Material cost
DEV | MSTR | G11 | DEV-5 | 5.6.10.85 | Buffer Vessel Hot Water Distribution (25 - 10000 Content) | Warmwatervat | 1 | 1200 | Content | L | 1982 | PM-MAI | PM | Preventative Maintenance | MAI | Maintenance | Y1 | 2032 | 2 | 2024 | 10 | REGULAR | ALL | 0 | Material cost
DEV | MSTR | G11 | DEV-5 | 5.6.10.85 | Buffer Vessel Hot Water Distribution (25 - 10000 Content) | Warmwatervat | 1 | 1200 | Content | L | 1982 | PM-MAI | PM | Preventative Maintenance | MAI | Maintenance | Y2 | 2032 | 2 | 2024 | 10 | REGULAR | ALL | 0 | Material cost
DEV | MSTR | G11 | DEV-5 | 5.6.10.85 | Buffer Vessel Hot Water Distribution (25 - 10000 Content) | Warmwatervat | 1 | 1200 | Content | L | 1982 | PM-MAI | PM | Preventative Maintenance | MAI | Maintenance | Y2 | 2032 | 2 | 2024 | 10 | REGULAR | ALL | 0 | Material cost
DEV | MSTR | G11 | DEV-5 | 5.6.10.85 | Buffer Vessel Hot Water Distribution (25 - 10000 Content) | Warmwatervat | 1 | 1200 | Content | L | 1982 | CM-MAI | CM | Corrective Maintenance | MAI | Maintenance | Y1 | 2032 | 2 | 2024 | 10 | REGULAR | ALL | 0 | Material cost
DEV | MSTR | G11 | DEV-6 | 5.1.22.01 | Wallmounted Condensating Boiler (40 - 10000 Power) | CV2 | 1 | 15 | Power | kW | 1982 | LC-EOL | LC | Life Cycle | EOL | End of Life | Y25 | 2032 | 0 | 2024 | 10 | REGULAR | ALL | 1068 | Material cost
DEV | MSTR | G11 | DEV-7 | 5.1.22.01 | Wallmounted Condensating Boiler (40 - 10000 Power) | CV3 | 1 | 62 | Power | kW | 1982 | LC-EOL | LC | Life Cycle | EOL | End of Life | Y25 | 2032 | 0 | 2024 | 10 | REGULAR | ALL | 2648 | Material cost
DEV | MSTR | G11 | DEV-8 | 6.3.41.44 | LED-Spot (GU10 - 230V) (1 - 100 Amount) | Verlichting | 60 | 1 | Amount | # of devices | 1982 | PM-INS | PM | Preventative Maintenance | INS | Inspections | M3 | 2032 | 20 | 2024 | 10 | REGULAR | ALL | 0 | Material cost
DEV | MSTR | G11 | DEV-8 | 6.3.41.44 | LED-Spot (GU10 - 230V) (1 - 100 Amount) | Verlichting | 60 | 1 | Amount | # of devices | 1982 | PM-INS | PM | Preventative Maintenance | INS | Inspections | Y1 | 2032 | 20 | 2024 | 10 | REGULAR | ALL | 0 | Material cost
DEV | MSTR | G11 | DEV-8 | 6.3.41.44 | LED-Spot (GU10 - 230V) (1 - 100 Amount) | Verlichting | 60 | 1 | Amount | # of devices | 1982 | PM-MAI | PM | Preventative Maintenance | MAI | Maintenance | Y1 | 2032 | 20 | 2024 | 10 | REGULAR | ALL | 0 | Material cost
DEV | MSTR | G11 | DEV-8 | 6.3.41.44 | LED-Spot (GU10 - 230V) (1 - 100 Amount) | Verlichting | 60 | 1 | Amount | # of devices | 1982 | PM-MAI | PM | Preventative Maintenance | MAI | Maintenance | Y2 | 2032 | 20 | 2024 | 10 | REGULAR | ALL | 0 | Material cost
DEV | MSTR | G11 | DEV-8 | 6.3.41.44 | LED-Spot (GU10 - 230V) (1 - 100 Amount) | Verlichting | 60 | 1 | Amount | # of devices | 1982 | CM-MAI | CM | Corrective Maintenance | MAI | Maintenance | Y1 | 2032 | 20 | 2024 | 10 | REGULAR | ALL | 0 | Material cost
DEV | MSTR | G11 | DEV-9 | 9.0.34.10 | Manual Roller Gate (1 - 500 Area) | Gate | 1 | 15 | Area | m2 | 1982 | PM-INS | PM | Preventative Maintenance | INS | Inspections | M1 | 2032 | 20 | 2024 | 10 | REGULAR | ALL | 0 | Material cost
DEV | MSTR | G11 | DEV-9 | 9.0.34.10 | Manual Roller Gate (1 - 500 Area) | Gate | 1 | 15 | Area | m2 | 1982 | PM-INS | PM | Preventative Maintenance | INS | Inspections | Y1 | 2032 | 20 | 2024 | 10 | REGULAR | ALL | 0 | Material cost
DEV | MSTR | G11 | DEV-9 | 9.0.34.10 | Manual Roller Gate (1 - 500 Area) | Gate | 1 | 15 | Area | m2 | 1982 | PM-MAI | PM | Preventative Maintenance | MAI | Maintenance | M3 | 2032 | 20 | 2024 | 10 | REGULAR | ALL | 0 | Material cost
DEV | MSTR | G11 | DEV-9 | 9.0.34.10 | Manual Roller Gate (1 - 500 Area) | Gate | 1 | 15 | Area | m2 | 1982 | CM-MAI | CM | Corrective Maintenance | MAI | Maintenance | Y1 | 2032 | 20 | 2024 | 10 | REGULAR | ALL | 0 | Material cost
DEV | MSTR | G11 | DEV-10 | 3.1.31.00 | Manual Swing Doors General (1 - 120 Area) | Zwaaideuren | 2 | 2 | Area | m2 | 1982 | PM-INS | PM | Preventative Maintenance | INS | Inspections | M1 | 2032 | 14 | 2024 | 10 | REGULAR | ALL | 0 | Material cost
DEV | MSTR | G11 | DEV-10 | 3.1.31.00 | Manual Swing Doors General (1 - 120 Area) | Zwaaideuren | 2 | 2 | Area | m2 | 1982 | PM-INS | PM | Preventative Maintenance | INS | Inspections | W2 | 2032 | 14 | 2024 | 10 | REGULAR | ALL | 0 | Material cost
DEV | MSTR | G11 | DEV-10 | 3.1.31.00 | Manual Swing Doors General (1 - 120 Area) | Zwaaideuren | 2 | 2 | Area | m2 | 1982 | PM-MAI | PM | Preventative Maintenance | MAI | Maintenance | Y1 | 2032 | 14 | 2024 | 10 | REGULAR | ALL | 0 | Material cost
DEV | MSTR | G11 | DEV-10 | 3.1.31.00 | Manual Swing Doors General (1 - 120 Area) | Zwaaideuren | 2 | 2 | Area | m2 | 1982 | PM-MAI | PM | Preventative Maintenance | MAI | Maintenance | Y2 | 2032 | 14 | 2024 | 10 | REGULAR | ALL | 0 | Material cost
DEV | MSTR | G11 | DEV-10 | 3.1.31.00 | Manual Swing Doors General (1 - 120 Area) | Zwaaideuren | 2 | 2 | Area | m2 | 1982 | CM-MAI | CM | Corrective Maintenance | MAI | Maintenance | Y1 | 2032 | 14 | 2024 | 10 | REGULAR | ALL | 0 | Material cost
DEV | MSTR | G11 | DEV-11 | 2.1.12.01 | Cavity Walls (not insulated) (1 - 100000 Area) | Buitenmuren | 4 | 200 | Area | m2 | 1982 | LC-EOL | LC | Life Cycle | EOL | End of Life | Y50 | 2032 | 0 | 2024 | 10 | REGULAR | ALL | 17600 | Material cost
DEV | MSTR | G11 | DEV-13 | 2.3.11.00 | Concrete Floor (non insulated) (1 - 25000 Area) | Vloer | 1 | 200 | Area | m2 | 1982 | LC-EOL | LC | Life Cycle | EOL | End of Life | Y50 | 2032 | 0 | 2024 | 10 | REGULAR | ALL | 3000 | Material cost
DEV | MSTR | G11 | DEV-13 | 2.3.11.00 | Concrete Floor (non insulated) (1 - 25000 Area) | Vloer | 1 | 200 | Area | m2 | 1982 | UC-FMC | UC | User Cost | FMC | End of Life | W1 | 2032 | 0 | 2024 | 10 | REGULAR | ALL | 0 | Material cost
DEV | MSTR | G11 | DEV-14 | 2.7.11.85 |  | Daktrim | 4 | 75 | Length | m1 | 1982 | PM-INS | PM | Preventative Maintenance | INS | Inspections | Y2 | 2032 | 20 | 2024 | 10 | REGULAR | ALL | 0 | Material cost
DEV | MSTR | G11 | DEV-14 | 2.7.11.85 |  | Daktrim | 4 | 75 | Length | m1 | 1982 | CM-MAI | CM | Corrective Maintenance | MAI | Maintenance | Y1 | 2032 | 20 | 2024 | 10 | REGULAR | ALL | 0 | Material cost
DEV | MSTR | G11 | DEV-15 | 2.8.11.05 | Plinth | plinten | 4 | 75 | Length | m1 | 1982 | PM-INS | PM | Preventative Maintenance | INS | Inspections | Y2 | 2032 | 50 | 2024 | 10 | REGULAR | ALL | 0 | Material cost
DEV | MSTR | G11 | DEV-15 | 2.8.11.05 | Plinth | plinten | 4 | 75 | Length | m1 | 1982 | PM-MAI | PM | Preventative Maintenance | MAI | Maintenance | M1 | 2032 | 50 | 2024 | 10 | REGULAR | ALL | 0 | Material cost
DEV | MSTR | G11 | DEV-15 | 2.8.11.05 | Plinth | plinten | 4 | 75 | Length | m1 | 1982 | CM-MAI | CM | Corrective Maintenance | MAI | Maintenance | Y1 | 2032 | 50 | 2024 | 10 | REGULAR | ALL | 0 | Material cost
DEV | abc | def | DEV-16 | 5.1.21.00 | Wallmounted Gas Boiler | Wallmounted Gas Boiler | 1 | 900 | - | kW | 2021 | PM-INS | PM | Preventative Maintenance | INS | Inspections | M1 | 2032 | 11 | 2024 | 10 | REGULAR | ALL | 0 | Material cost
DEV | abc | def | DEV-16 | 5.1.21.00 | Wallmounted Gas Boiler | Wallmounted Gas Boiler | 1 | 900 | - | kW | 2021 | PM-INS | PM | Preventative Maintenance | INS | Inspections | M3 | 2032 | 11 | 2024 | 10 | REGULAR | ALL | 0 | Material cost
DEV | abc | def | DEV-16 | 5.1.21.00 | Wallmounted Gas Boiler | Wallmounted Gas Boiler | 1 | 900 | - | kW | 2021 | PM-INS | PM | Preventative Maintenance | INS | Inspections | Y1 | 2032 | 11 | 2024 | 10 | REGULAR | ALL | 0 | Material cost
DEV | abc | def | DEV-16 | 5.1.21.00 | Wallmounted Gas Boiler | Wallmounted Gas Boiler | 1 | 900 | - | kW | 2021 | CM-MAI | CM | Corrective Maintenance | MAI | Maintenance | Y1 | 2032 | 11 | 2024 | 10 | REGULAR | ALL | 0 | Material cost
DEV | MSTR | G11 | DEV-1 | 5.7.12.15 | Ventilation hood (1 - 100 Area) | Ventilator | 1 | 1 | Area | m2 | 1982 | UC-FMC | UC | User Cost | FMC | Maintenance | W1 | 2033 | 1 | 2024 | 10 | REGULAR | ALL | 0 | Material cost
DEV | MSTR | G11 | DEV-2 | 5.7.31.10 | Roof Extraction Unit (1000 - 150000 Flow rate) | Roof extraction Unit | 1 | 75500 | Flow rate | m3/h | 1982 | PM-INS | PM | Preventative Maintenance | INS | Inspections | M3 | 2033 | 6 | 2024 | 10 | REGULAR | ALL | 0 | Material cost
DEV | MSTR | G11 | DEV-2 | 5.7.31.10 | Roof Extraction Unit (1000 - 150000 Flow rate) | Roof extraction Unit | 1 | 75500 | Flow rate | m3/h | 1982 | PM-MAI | PM | Preventative Maintenance | MAI | Maintenance | Y1 | 2033 | 6 | 2024 | 10 | REGULAR | ALL | 0 | Material cost
DEV | MSTR | G11 | DEV-2 | 5.7.31.10 | Roof Extraction Unit (1000 - 150000 Flow rate) | Roof extraction Unit | 1 | 75500 | Flow rate | m3/h | 1982 | CM-MAI | CM | Corrective Maintenance | MAI | Maintenance | Y1 | 2033 | 6 | 2024 | 10 | REGULAR | ALL | 0 | Material cost
DEV | MSTR | G11 | DEV-4 | 5.3.20.05 | Sanitary Hot water piping (1 - 100 Length) | Warm water | 1 | 50 | Length | m1 | 1982 | PM-INS | PM | Preventative Maintenance | INS | Inspections | M6 | 2033 | 21 | 2024 | 10 | REGULAR | ALL | 0 | Material cost
DEV | MSTR | G11 | DEV-4 | 5.3.20.05 | Sanitary Hot water piping (1 - 100 Length) | Warm water | 1 | 50 | Length | m1 | 1982 | CM-MAI | CM | Corrective Maintenance | MAI | Maintenance | Y1 | 2033 | 21 | 2024 | 10 | REGULAR | ALL | 0 | Material cost
DEV | MSTR | G11 | DEV-5 | 5.6.10.85 | Buffer Vessel Hot Water Distribution (25 - 10000 Content) | Warmwatervat | 1 | 1200 | Content | L | 1982 | PM-INS | PM | Preventative Maintenance | INS | Inspections | M3 | 2033 | 3 | 2024 | 10 | REGULAR | ALL | 0 | Material cost
DEV | MSTR | G11 | DEV-5 | 5.6.10.85 | Buffer Vessel Hot Water Distribution (25 - 10000 Content) | Warmwatervat | 1 | 1200 | Content | L | 1982 | PM-MAI | PM | Preventative Maintenance | MAI | Maintenance | Y1 | 2033 | 3 | 2024 | 10 | REGULAR | ALL | 0 | Material cost
DEV | MSTR | G11 | DEV-5 | 5.6.10.85 | Buffer Vessel Hot Water Distribution (25 - 10000 Content) | Warmwatervat | 1 | 1200 | Content | L | 1982 | CM-MAI | CM | Corrective Maintenance | MAI | Maintenance | Y1 | 2033 | 3 | 2024 | 10 | REGULAR | ALL | 0 | Material cost
DEV | MSTR | G11 | DEV-8 | 6.3.41.44 | LED-Spot (GU10 - 230V) (1 - 100 Amount) | Verlichting | 60 | 1 | Amount | # of devices | 1982 | PM-INS | PM | Preventative Maintenance | INS | Inspections | M3 | 2033 | 21 | 2024 | 10 | REGULAR | ALL | 0 | Material cost
DEV | MSTR | G11 | DEV-8 | 6.3.41.44 | LED-Spot (GU10 - 230V) (1 - 100 Amount) | Verlichting | 60 | 1 | Amount | # of devices | 1982 | PM-INS | PM | Preventative Maintenance | INS | Inspections | Y1 | 2033 | 21 | 2024 | 10 | REGULAR | ALL | 0 | Material cost
DEV | MSTR | G11 | DEV-8 | 6.3.41.44 | LED-Spot (GU10 - 230V) (1 - 100 Amount) | Verlichting | 60 | 1 | Amount | # of devices | 1982 | PM-MAI | PM | Preventative Maintenance | MAI | Maintenance | Y1 | 2033 | 21 | 2024 | 10 | REGULAR | ALL | 0 | Material cost
DEV | MSTR | G11 | DEV-8 | 6.3.41.44 | LED-Spot (GU10 - 230V) (1 - 100 Amount) | Verlichting | 60 | 1 | Amount | # of devices | 1982 | CM-MAI | CM | Corrective Maintenance | MAI | Maintenance | Y1 | 2033 | 21 | 2024 | 10 | REGULAR | ALL | 0 | Material cost
DEV | MSTR | G11 | DEV-9 | 9.0.34.10 | Manual Roller Gate (1 - 500 Area) | Gate | 1 | 15 | Area | m2 | 1982 | PM-INS | PM | Preventative Maintenance | INS | Inspections | M1 | 2033 | 21 | 2024 | 10 | REGULAR | ALL | 0 | Material cost
DEV | MSTR | G11 | DEV-9 | 9.0.34.10 | Manual Roller Gate (1 - 500 Area) | Gate | 1 | 15 | Area | m2 | 1982 | PM-INS | PM | Preventative Maintenance | INS | Inspections | Y1 | 2033 | 21 | 2024 | 10 | REGULAR | ALL | 0 | Material cost
DEV | MSTR | G11 | DEV-9 | 9.0.34.10 | Manual Roller Gate (1 - 500 Area) | Gate | 1 | 15 | Area | m2 | 1982 | PM-MAI | PM | Preventative Maintenance | MAI | Maintenance | M3 | 2033 | 21 | 2024 | 10 | REGULAR | ALL | 0 | Material cost
DEV | MSTR | G11 | DEV-9 | 9.0.34.10 | Manual Roller Gate (1 - 500 Area) | Gate | 1 | 15 | Area | m2 | 1982 | CM-MAI | CM | Corrective Maintenance | MAI | Maintenance | Y1 | 2033 | 21 | 2024 | 10 | REGULAR | ALL | 0 | Material cost
DEV | MSTR | G11 | DEV-10 | 3.1.31.00 | Manual Swing Doors General (1 - 120 Area) | Zwaaideuren | 2 | 2 | Area | m2 | 1982 | PM-INS | PM | Preventative Maintenance | INS | Inspections | M1 | 2033 | 15 | 2024 | 10 | REGULAR | ALL | 0 | Material cost
DEV | MSTR | G11 | DEV-10 | 3.1.31.00 | Manual Swing Doors General (1 - 120 Area) | Zwaaideuren | 2 | 2 | Area | m2 | 1982 | PM-INS | PM | Preventative Maintenance | INS | Inspections | W2 | 2033 | 15 | 2024 | 10 | REGULAR | ALL | 0 | Material cost
DEV | MSTR | G11 | DEV-10 | 3.1.31.00 | Manual Swing Doors General (1 - 120 Area) | Zwaaideuren | 2 | 2 | Area | m2 | 1982 | PM-MAI | PM | Preventative Maintenance | MAI | Maintenance | Y1 | 2033 | 15 | 2024 | 10 | REGULAR | ALL | 0 | Material cost
DEV | MSTR | G11 | DEV-10 | 3.1.31.00 | Manual Swing Doors General (1 - 120 Area) | Zwaaideuren | 2 | 2 | Area | m2 | 1982 | CM-MAI | CM | Corrective Maintenance | MAI | Maintenance | Y1 | 2033 | 15 | 2024 | 10 | REGULAR | ALL | 0 | Material cost
DEV | MSTR | G11 | DEV-13 | 2.3.11.00 | Concrete Floor (non insulated) (1 - 25000 Area) | Vloer | 1 | 200 | Area | m2 | 1982 | UC-FMC | UC | User Cost | FMC | Maintenance | W1 | 2033 | 1 | 2024 | 10 | REGULAR | ALL | 0 | Material cost
DEV | MSTR | G11 | DEV-15 | 2.8.11.05 | Plinth | plinten | 4 | 75 | Length | m1 | 1982 | PM-MAI | PM | Preventative Maintenance | MAI | Maintenance | M1 | 2033 | 51 | 2024 | 10 | REGULAR | ALL | 0 | Material cost
DEV | MSTR | G11 | DEV-15 | 2.8.11.05 | Plinth | plinten | 4 | 75 | Length | m1 | 1982 | CM-MAI | CM | Corrective Maintenance | MAI | Maintenance | Y1 | 2033 | 51 | 2024 | 10 | REGULAR | ALL | 0 | Material cost
DEV | abc | def | DEV-16 | 5.1.21.00 | Wallmounted Gas Boiler | Wallmounted Gas Boiler | 1 | 900 | - | kW | 2021 | PM-INS | PM | Preventative Maintenance | INS | Inspections | M1 | 2033 | 12 | 2024 | 10 | REGULAR | ALL | 0 | Material cost
DEV | abc | def | DEV-16 | 5.1.21.00 | Wallmounted Gas Boiler | Wallmounted Gas Boiler | 1 | 900 | - | kW | 2021 | PM-INS | PM | Preventative Maintenance | INS | Inspections | M3 | 2033 | 12 | 2024 | 10 | REGULAR | ALL | 0 | Material cost
DEV | abc | def | DEV-16 | 5.1.21.00 | Wallmounted Gas Boiler | Wallmounted Gas Boiler | 1 | 900 | - | kW | 2021 | PM-INS | PM | Preventative Maintenance | INS | Inspections | Y1 | 2033 | 12 | 2024 | 10 | REGULAR | ALL | 0 | Material cost
DEV | abc | def | DEV-16 | 5.1.21.00 | Wallmounted Gas Boiler | Wallmounted Gas Boiler | 1 | 900 | - | kW | 2021 | PM-MAI | PM | Preventative Maintenance | MAI | Maintenance | Y2 | 2033 | 12 | 2024 | 10 | REGULAR | ALL | 0 | Material cost
DEV | abc | def | DEV-16 | 5.1.21.00 | Wallmounted Gas Boiler | Wallmounted Gas Boiler | 1 | 900 | - | kW | 2021 | CM-MAI | CM | Corrective Maintenance | MAI | Maintenance | Y1 | 2033 | 12 | 2024 | 10 | REGULAR | ALL | 0 | Material cost